## User guide
Overview
This model takes the submitted data tables WS1, WWS1, WS2, WWS2 a per our DD response. It uses these to calculate the cost recovery plan (fast money / slow money) split at the level of detail entered in these tables, i.e. base (excluding enhancement opex) and each enhancement line.
It then uses the submitted splits and profile to allocate allowed totex between years and between fast and slow money.
It then aggregates all this up to give a by price control and by year view of PAYG ratios and the capex opex split. It adjusts fast money for the opex grants and contributions as per the intervention at DD.
To Use
To use this model the totex allowances need to be entered into rows Y & Z of the supply and waste summary tab. It should then calculate the splits implied by these allowances.
Columns B to L can be overwritten on these tabs if you want to change the proposed cost recovery plan from that submitted.
Columns AB to AK can be overwritten on these tabs can be overwritten if you want to change the proposed profile of totex.
The figures on the FM outputs tab should then be used as inputs to the financial model

## Fm outputs
| 2020-21 | 2021-22 | 2022-23 | 2023-24 | 2024-25
PAYG Rate ~ water resources - Total PAYG rate ~ water resources | 43.14% | 60.94% | 73.14% | 75.88% | 77.67%
PAYG Rate ~ wastewater network plus - Total PAYG rate ~ wastewater network plus | 35.67% | 38.76% | 40.55% | 44.14% | 48.31%
PAYG Rate ~ water network plus - Total PAYG rate ~ water network plus | 71.1% | 72.81% | 61.25% | 71.74% | 76.66%
PAYG Rate ~ bioresources - Total PAYG rate - bioresources | 73.46% | 76.14% | 68.5% | 74.29% | 66.3%
Operating expenditure (excluding Atypical expenditure) - Total operating expenditure - Water resources | 10.202 | 10.4092 | 11.4502 | 10.4143 | 10.4933
Wastewater network operating expenditure (amount for totex CR) - real | 80.8505 | 83.0185 | 85.4189 | 88.4435 | 90.4526
Capital Expenditure (excluding Atypical expenditure) - Total gross capital expenditure - Water resources | 13.769 | 6.8991 | 5.6271 | 3.3113 | 3.0164
Total gross capital expenditure - WN - real | 39.9668 | 37.9764 | 56.7107 | 40.0781 | 34.1245
Water network operating expenditure (amount for totex CR) - real | 63.4326 | 63.7808 | 64.2491 | 64.9517 | 65.8174
Total gross capital expenditure - BR - real | 7.1234 | 6.2083 | 9.1547 | 6.9205 | 10.2079
Bio resources operating expenditure (amount for totex CR) - real | 19.7181 | 19.8105 | 19.9043 | 19.9995 | 20.084
Total gross capital expenditure - WWN - real | 189.5951 | 172.2073 | 164.8374 | 149.0913 | 131.4939

## DD Response WS1
WS1 - Wholesale water operating and capital expenditure by business unit | [28 empty] | Wessex Water |  | Expenditure by price control | [12 empty] | PAYG ratios
[5 empty] | For the 12 months ended 31 March 2021 |  |  |  |  | For the 12 months ended 31 March 2022 |  |  |  |  | For the 12 months ended 31 March 2023 |  |  |  |  | For the 12 months ended 31 March 2024 |  |  |  |  | For the 12 months ended 31 March 2025 | [5 empty] | 20-21 |  | 21-22 |  | 22-23 |  | 23-24 |  | 24-25 |  | AMP7 Total |  |  | 20-21 |  | 21-22 |  | 22-23 |  | 23-24 |  | 24-25 |  | AMP7 Total
Line description |  | Item reference | Units | DPs | Water resources | Raw water distribution | Water treatment | Treated water distribution | Total | Water resources | Raw water distribution | Water treatment | Treated water distribution | Total | Water resources | Raw water distribution | Water treatment | Treated water distribution | Total | Water resources | Raw water distribution | Water treatment | Treated water distribution | Total | Water resources | Raw water distribution | Water treatment | Treated water distribution | Total |  | Water resources | Water Network + | Water resources | Water Network + | Water resources | Water Network + | Water resources | Water Network + | Water resources | Water Network + | Water resources | Water Network + |  | Water resources | Water Network + | Water resources | Water Network + | Water resources | Water Network + | Water resources | Water Network + | Water resources | Water Network + | Water resources | Water Network +
Price base |  |  |  |  | 2017-18 FYA (CPIH deflated) |  |  |  |  | 2017-18 FYA (CPIH deflated) |  |  |  |  | 2017-18 FYA (CPIH deflated) |  |  |  |  | 2017-18 FYA (CPIH deflated) |  |  |  |  | 2017-18 FYA (CPIH deflated) |  |  |  |  | Opex | 10.1568 | 63.5348 | 10.3089 | 64.2403 | 11.3295 | 65.0777 | 10.314 | 66.1399 | 10.3914 | 67.3718 | 52.5006 | 326.3645 | PAYG ratio | 77.92% | 77.47% | 70.73% | 81.07% | 83.24% | 67.38% | 82.3% | 78.26% | 82.51% | 82.72% | 79.19% | 76.98%
[30 empty] | Enh Opex | 0.69064 | 3.94 | 0.50392 | 4.5429 | 0.50392 | 5.3489 | 0.50392 | 6.3942 | 0.50392 | 7.4863 | 2.7063 | 27.7123
A | Operating expenditure (excluding Atypical expenditure) | [28 empty] | Base OPEx | 9.4662 | 59.5949 | 9.805 | 59.6974 | 10.8256 | 59.7288 | 9.81 | 59.7457 | 9.8875 | 59.8855 | 49.7943 | 298.6523 | % Base fast as opex | 98.58% | 86.98% | 98.63% | 87% | 91.39% | 87.01% | 100% | 87.01% | 100% | 86.92% | 97.47% | 86.98%
1 | Power | See item | £m | 3 | 2.3527 | 0 | 5.7762 | 1.9581 | 10.0871 | 2.3974 | 0 | 5.886 | 1.9953 | 10.2787 | 2.443 | 0 | 5.9978 | 2.0332 | 10.474 | 2.4894 | 0 | 6.1118 | 2.0718 | 10.673 | 2.5367 | 0 | 6.2279 | 2.1112 | 10.8758
2 | Income treated as negative expenditure | references | £m | 3 | 0 | 0 | 0 | 0 | 0 | 0 | 0 | 0 | 0 | 0 | 0 | 0 | 0 | 0 | 0 | 0 | 0 | 0 | 0 | 0 | 0 | 0 | 0 | 0 | 0 | IRE | 0.13641 | 8.9196 | 0.13641 | 8.9196 | 1.0199 | 8.9196 | 0 | 8.9196 | 0 | 9.0088 | 1.2927 | 44.6872
3 | Abstraction Charges / Discharge consent | in columns | £m | 3 | 2.3053 | 0 | 0.28463 | 0.018603 | 2.6085 | 2.3053 | 0 | 0.28463 | 0.018603 | 2.6085 | 2.3053 | 0 | 0.28463 | 0.018603 | 2.6085 | 2.3053 | 0 | 0.28463 | 0.018603 | 2.6085 | 2.3053 | 0 | 0.28463 | 0.018603 | 2.6085 | Maint | 2.721 | 19.9235 | 4.1146 | 16.019 | 2.3855 | 33.2377 | 2.1094 | 19.0765 | 2.0962 | 14.3893 | 13.4267 | 102.646
4 | Bulk supply | BB to BJ | £m | 3 | 0 | 0 | 1.6924 | 0.037818 | 1.7302 | 0 | 0 | 1.6755 | 0.03744 | 1.7129 | 0 | 0 | 1.6587 | 0.037066 | 1.6958 | 0 | 0 | 1.6421 | 0.036695 | 1.6788 | 0 | 0 | 1.6257 | 0.036328 | 1.662
| Other operating expenditure | [28 empty] | Enh Capex | 12.5272 | 17.2525 | 3.3102 | 19.6537 | 3.6151 | 20.6436 | 2.4052 | 18.0919 | 1.3666 | 16.7857 | 23.2243 | 92.4273
5 | ~ Renewals expensed in year (Infrastructure) |  | £m | 3 | 0.14601 | 0 | 0 | 9.5475 | 9.6935 | 0.14601 | 0 | 0 | 9.5475 | 9.6935 | 1.0917 | 0 | 0 | 9.5475 | 10.6391 | 0 | 0 | 0 | 9.5475 | 9.5475 | 0 | 0 | 0.095521 | 9.5475 | 9.643
6 | ~ Renewals expensed in year (Non-Infrastructure) |  | £m | 3 | 0 | 0 | 0 | 0 | 0 | 0 | 0 | 0 | 0 | 0 | 0 | 0 | 0 | 0 | 0 | 0 | 0 | 0 | 0 | 0 | 0 | 0 | 0 | 0 | 0 | Base:
7 | ~ Other operating expenditure excluding renewals |  | £m | 3 | 4.1256 | 0 | 10.5524 | 19.0632 | 33.7412 | 4.233 | 0 | 10.5931 | 19.5982 | 34.4243 | 4.2623 | 0 | 10.6344 | 20.2618 | 35.1585 | 4.2921 | 0 | 10.6763 | 21.1464 | 36.1148 | 4.3222 | 0 | 10.7188 | 22.1016 | 37.1426 | Fast | 9.6026 | 68.5145 | 9.9414 | 68.617 | 11.8454 | 68.6484 | 9.81 | 68.6653 | 9.8875 | 68.8943 | 51.087 | 343.3395
8 | Local authority and Cumulo rates |  | £m | 3 | 0.674 | 0 | 14.094 | 0 | 14.768 | 0.674 | 0 | 14.094 | 0 | 14.768 | 0.674 | 0 | 14.094 | 0 | 14.768 | 0.674 | 0 | 14.094 | 0 | 14.768 | 0.674 | 0 | 14.094 | 0 | 14.768 | Slow | 2.721 | 19.9235 | 4.1146 | 16.019 | 2.3855 | 33.2377 | 2.1094 | 19.0765 | 2.0962 | 14.3893 | 13.4267 | 102.646
9 | Total operating expenditure excluding third party services |  | £m | 3 | 9.6037 | 0 | 32.3996 | 30.6252 | 72.6285 | 9.7558 | 0 | 32.5332 | 31.197 | 73.486 | 10.7763 | 0 | 32.6696 | 31.8981 | 75.344 | 9.7608 | 0 | 32.8088 | 32.821 | 75.3906 | 9.8382 | 0 | 33.0465 | 33.8152 | 76.7
10 | Third party services |  | £m | 3 | 0.55315 | 0 | 0 | 0.51005 | 1.0632 | 0.55315 | 0 | 0 | 0.51005 | 1.0632 | 0.55315 | 0 | 0 | 0.51005 | 1.0632 | 0.55315 | 0 | 0 | 0.51005 | 1.0632 | 0.55315 | 0 | 0 | 0.51005 | 1.0632 |  | 2.9848 | 37.1761 | 4.3784 | 33.2716 | 4.3582 | 50.4903 | 2.1094 | 36.3291 | 2.0962 | 31.8145 | 15.9271 | 189.0816
11 | Total operating expenditure |  | £m | 3 | 10.1568 | 0 | 32.3996 | 31.1352 | 73.6917 | 10.3089 | 0 | 32.5332 | 31.7071 | 74.5492 | 11.3295 | 0 | 32.6696 | 32.4082 | 76.4072 | 10.314 | 0 | 32.8088 | 33.3311 | 76.4538 | 10.3914 | 0 | 33.0465 | 34.3253 | 77.7632
B | Capital Expenditure (excluding Atypical expenditure)
12 | Maintaining the long term capability of the assets ~ infra |  | £m | 3 | 0.13641 | 0 | 0 | 8.9196 | 9.056 | 0.13641 | 0 | 0 | 8.9196 | 9.056 | 1.0199 | 0 | 0 | 8.9196 | 9.9395 | 0 | 0 | 0 | 8.9196 | 8.9196 | 0 | 0 | 0.089239 | 8.9196 | 9.0088
13 | Maintaining the long term capability of the assets ~ non-infra |  | £m | 3 | 2.721 | 0 | 10.4891 | 9.4344 | 22.6445 | 4.1146 | 0 | 9.1985 | 6.8205 | 20.1336 | 2.3855 | 0 | 23.5018 | 9.7359 | 35.6232 | 2.1094 | 0 | 11.747 | 7.3295 | 21.1859 | 2.0962 | 0 | 7.6321 | 6.7571 | 16.4855 |  | 0.40158
14 | Other capital expenditure ~ infra |  | £m | 3 | 0.55884 | 0 | 0 | 5.2197 | 5.7786 | 0.18826 | 0 | 0 | 5.3813 | 5.5695 | 0 | 0 | 0 | 5.7708 | 5.7708 | 0 | 0 | 0 | 5.9007 | 5.9007 | 0 | 0 | 0 | 5.9007 | 5.9007 |  | 210.3902
15 | Other capital expenditure ~ non-infra |  | £m | 3 | 11.9684 | 0 | 3.2805 | 7.9077 | 23.1566 | 3.122 | 0 | 5.5201 | 7.9077 | 16.5498 | 3.6151 | 0 | 6.1204 | 7.9077 | 17.6432 | 2.4052 | 0 | 3.4389 | 7.9077 | 13.7517 | 1.3666 | 0 | 2.1327 | 7.9077 | 11.4069
16 | Infrastructure network reinforcement |  | £m | 3 | 0 | 0 | 0 | 0.84462 | 0.84462 | 0 | 0 | 0 | 0.84462 | 0.84462 | 0 | 0 | 0 | 0.84462 | 0.84462 | 0 | 0 | 0 | 0.84462 | 0.84462 | 0 | 0 | 0 | 0.84462 | 0.84462
17 | Total gross capital expenditure excluding third party services |  | £m | 3 | 15.3846 | 0 | 13.7696 | 32.326 | 61.4803 | 7.5613 | 0 | 14.7186 | 29.8737 | 52.1535 | 7.0205 | 0 | 29.6222 | 33.1787 | 69.8213 | 4.5146 | 0 | 15.1858 | 30.9021 | 50.6025 | 3.4628 | 0 | 9.854 | 30.3298 | 43.6466
18 | Third party services |  | £m | 3 | 0 | 0 | 0 | 0 | 0 | 0 | 0 | 0 | 0 | 0 | 0 | 0 | 0 | 0 | 0 | 0 | 0 | 0 | 0 | 0 | 0 | 0 | 0 | 0 | 0
19 | Total gross capital expenditure |  | £m | 3 | 15.3846 | 0 | 13.7696 | 32.326 | 61.4803 | 7.5613 | 0 | 14.7186 | 29.8737 | 52.1535 | 7.0205 | 0 | 29.6222 | 33.1787 | 69.8213 | 4.5146 | 0 | 15.1858 | 30.9021 | 50.6025 | 3.4628 | 0 | 9.854 | 30.3298 | 43.6466
C | Totex
20 | Grants and contributions ~ operating expenditure |  | £m | 3 | 0 | 0 | 0 | 2.4583 | 2.4583 | 0 | 0 | 0 | 2.3093 | 2.3093 | 0 | 0 | 0 | 2.2269 | 2.2269 | 0 | 0 | 0 | 2.1747 | 2.1747 | 0 | 0 | 0 | 2.0908 | 2.0908
21 | Grants and contributions ~ capital expenditure |  | £m | 3 | 0 | 0 | 0 | 2.29 | 2.29 | 0 | 0 | 0 | 2.4391 | 2.4391 | 0 | 0 | 0 | 2.5215 | 2.5215 | 0 | 0 | 0 | 2.5736 | 2.5736 | 0 | 0 | 0 | 2.6576 | 2.6576
22 | Totex |  | £m | 3 | 25.5414 | 0 | 46.1693 | 58.7129 | 130.4236 | 17.8702 | 0 | 47.2517 | 56.8324 | 121.9544 | 18.35 | 0 | 62.2917 | 60.8385 | 141.4802 | 14.8285 | 0 | 47.9947 | 59.4848 | 122.308 | 13.8542 | 0 | 42.9005 | 59.9066 | 116.6614
D | Cash Expenditure (excluding Atypical expenditure)
23 | Pension deficit recovery payments |  | £m | 3 | 0.504 | 0 | 1.2214 | 2.5396 | 4.265 | 0.506 | 0 | 1.2253 | 2.5477 | 4.279 | 0.507 | 0 | 1.2285 | 2.5545 | 4.29 | 0.509 | 0 | 1.233 | 2.564 | 4.306 | 0.51 | 0 | 1.236 | 2.57 | 4.316
24 | Other cash items |  | £m | 3 | 0 | 0 | 0 | 0 | 0 | 0 | 0 | 0 | 0 | 0 | 0 | 0 | 0 | 0 | 0 | 0 | 0 | 0 | 0 | 0 | 0 | 0 | 0 | 0 | 0
25 | Totex including cash items |  | £m | 3 | 26.0454 | 0 | 47.3906 | 61.2525 | 134.6886 | 18.3762 | 0 | 48.477 | 59.3802 | 126.2334 | 18.857 | 0 | 63.5202 | 63.393 | 145.7702 | 15.3375 | 0 | 49.2277 | 62.0487 | 126.614 | 14.3642 | 0 | 44.1365 | 62.4767 | 120.9774
E | Atypical expenditure
26 | Exceptional pension credit |  | £m | 3 | 0 | 0 | 0 | 0 | 0 | 0 | 0 | 0 | 0 | 0 | 0 | 0 | 0 | 0 | 0 | 0 | 0 | 0 | 0 | 0 | 0 | 0 | 0 | 0 | 0
27 | Item 2 |  | £m | 3 |  |  |  |  | 0 |  |  |  |  | 0 |  |  |  |  | 0 |  |  |  |  | 0 |  |  |  |  | 0
28 | Item 3 |  | £m | 3 |  |  |  |  | 0 |  |  |  |  | 0 |  |  |  |  | 0 |  |  |  |  | 0 |  |  |  |  | 0
29 | Item 4 |  | £m | 3 |  |  |  |  | 0 |  |  |  |  | 0 |  |  |  |  | 0 |  |  |  |  | 0 |  |  |  |  | 0
30 | Item 5 |  | £m | 3 |  |  |  |  | 0 |  |  |  |  | 0 |  |  |  |  | 0 |  |  |  |  | 0 |  |  |  |  | 0
31 | Item 6 |  | £m | 3 |  |  |  |  | 0 |  |  |  |  | 0 |  |  |  |  | 0 |  |  |  |  | 0 |  |  |  |  | 0
32 | Item 7 |  | £m | 3 |  |  |  |  | 0 |  |  |  |  | 0 |  |  |  |  | 0 |  |  |  |  | 0 |  |  |  |  | 0
33 | Item 8 |  | £m | 3 |  |  |  |  | 0 |  |  |  |  | 0 |  |  |  |  | 0 |  |  |  |  | 0 |  |  |  |  | 0
34 | Item 9 |  | £m | 3 |  |  |  |  | 0 |  |  |  |  | 0 |  |  |  |  | 0 |  |  |  |  | 0 |  |  |  |  | 0
35 | Item 10 |  | £m | 3 |  |  |  |  | 0 |  |  |  |  | 0 |  |  |  |  | 0 |  |  |  |  | 0 |  |  |  |  | 0
36 | Total atypical expenditure |  | £m | 3 | 0 | 0 | 0 | 0 | 0 | 0 | 0 | 0 | 0 | 0 | 0 | 0 | 0 | 0 | 0 | 0 | 0 | 0 | 0 | 0 | 0 | 0 | 0 | 0 | 0
F | Total expenditure
37 | Water totex including cash items and atypical expenditure |  | £m | 3 | 26.0454 | 0 | 47.3906 | 61.2525 | 134.6886 | 18.3762 | 0 | 48.477 | 59.3802 | 126.2334 | 18.857 | 0 | 63.5202 | 63.393 | 145.7702 | 15.3375 | 0 | 49.2277 | 62.0487 | 126.614 | 14.3642 | 0 | 44.1365 | 62.4767 | 120.9774
KEY
Input
Copy
Calculation
Pre populated
WS1 guidance and line definitions
This table identifies totex by business unit and atypical expenditure and reflects table 1 of the 2017 Cost Assessment submission. It is also closely associated with pro forma 4D and 4J in the APR (as per RAG4) Forecasts of capital expenditure for 2020-25 in this table should include the company’s proposed transition expenditure in 2019-20 to ensure consistency with the 2020-25 totex forecasts in other tables in the business plan. Forecasts of capital expenditure in 2019-20 in this table should exclude the company’s proposed transition expenditure as this is reported seperately in WS10.
Line | Definition
Block A | 0
1 | All energy costs, including the climate change levy and the carbon reduction commitment. Any cost savings from power generated internally should be netted off these costs.
2 | Income received from sales which are external to the appointed business and which directly relate to the water processes. It should be input as a negative number. This will include: - Electricity sales from sources such as Hydro, PV, and wind to external parties. - Electricity sales from back-up generators under the National Grid ‘STOR’. - Renewables Obligation Certificates (ROCs) and payments made under the non-domestic RHI and Feed-in Tariff schemes.
3 | Total cost of service charges (abstraction licences and permits to discharge) by the Environment Agency or Canal and River Trust. Assuming no atypicals, please ensure total equals WS5 sum of lines 6 to 9.
4 | Total payments for bulk imports. If a supply is a shared supply and is jointly owned, the costs associated with it should not be reported here but in the appropriate cost line.
5 | Infrastructure Renewals which are expensed rather than capitalised in statutory accounts
6 | Non Infrastructure Renewals which are expensed rather than capitalised in statutory accounts
7 | Any other operating costs (ie. excluding interest, taxation and LA rates).
8 | The cost of local authority rates. This should include both the local authority rates and cumulo rates
9 | Total operating costs excluding third party services. The sum of WS1 lines 1 to 8.
10 | Operating expenditure for providing third party services. See appendix 1 of RAG 4
11 | Total operating expenditure for the wholesale business only within each business category. The sum of WS1 lines 9 and 10.
Block B | 0
12 | Capital expenditure on infrastructure assets excluding third party capex to maintain the long term capability of assets and to deliver base levels of service. Where projects have drivers both of enhancement and capital maintenance, companies should apply a method of proportional allocation to allocate costs between enhancement and capital maintenance
13 | Capital expenditure on non-infrastructure assets excluding third party capex to maintain the long term capability of assets and to deliver base levels of service. Where projects have drivers both of enhancement and capital maintenance, companies should apply a method of proportional allocation to allocate costs between enhancement and capital maintenance.
14 | Any capital expenditure on infrastructure assets other than defined in WS1 line 12 excluding third party capex.
15 | Any capital expenditure on non-infrastructure assets other than defined in WS1 line 13 excluding third party capex.
16 | Infrastructure network reinforcement - A water or sewerage undertaker’s capital expenditure for the provision of new infrastructure network assets or enhanced capacity in existing infrastructure network assets such as water mains, tanks, service reservoirs, sewers and pumping stations, in consequence of new connections and/or new developments. This expenditure relates solely to network reinforcement works that are needed on a water or sewerage undertaker’s existing network assets beyond the nearest practicable point where the connection to the water or sewerage undertaker’s network has, or will been made. Capital Expenditure in this line should be the same categories of expenditure that was used to calculate a water or sewage undertakers infrastructure charges.
17 | Total gross capital expenditure excluding third party services - the sum of WS1 lines 12 to 16.
18 | Capital expenditure for providing third party services.
19 | The sum of WS1 lines 17 and 18.
Block C | 0
20 | Grants and contributions operating expenditure as reported in Table 4D/4E of RAG4. Input as a positive number. The sum of lines 20 and 21 will be equal to table App 28 line 13 for years 2015-2025.
21 | Grants and contributions - capital expenditure as reported in Table 4D/4E of RAG4. Input as a positive number. The sum of lines 20 and 21 will be equal to table App 28 line 13 for years 2015-2025.
22 | The sum of WS1 lines 11 and 19 minus the sum of lines 20 and 21.
Block D | 0
23 | Actual pension deficit recovery payments including costs capitalised and any group recharges for pension deficit costs.
24 | Other cash items not including in the accounting charge.
25 | The sum of WS1 lines 22 to 24.
Block E | 0
26-35 | Please specify atypical items in the lines below. Aytpical items are defined as unusual items outside ordinary activities. This would include items such as office moves and one-off reorganisations. For avoidance of doubt these items should not be included in lines 1-24 above
36 | Sum of WS1 lines 26 to 35.
Block F | 0
37 | Sum of WS1 lines 25 and 36.

## DD Response WS2
WS2 - Wholesale water capital and operating enhancement expenditure by purpose | [28 empty] | Wessex Water | Expenditure by price control | [11 empty] | PAYG rates
[5 empty] | 2020-21 |  |  |  |  | 2021-22 |  |  |  |  | 2022-23 |  |  |  |  | 2023-24 |  |  |  |  | 2024-25 |  |  |  |  | 20-21 |  | 21-22 |  | 22-23 |  | 23-24 |  | 24-25 |  | AMP7 Total |  | 20-21 |  | 21-22 |  | 22-23 |  | 23-24 |  | 24-25 |  | AMP7 Total
Line description |  | Item reference | Units | DPs | Water resources | Raw water distribution | Water treatment | Treated water distribution | Total | Water resources | Raw water distribution | Water treatment | Treated water distribution | Total | Water resources | Raw water distribution | Water treatment | Treated water distribution | Total | Water resources | Raw water distribution | Water treatment | Treated water distribution | Total | Water resources | Raw water distribution | Water treatment | Treated water distribution | Total | Water resources | Water Network + | Water resources | Water Network + | Water resources | Water Network + | Water resources | Water Network + | Water resources | Water Network + | Water resources | Water Network + | Water resources | Water Network + | Water resources | Water Network + | Water resources | Water Network + | Water resources | Water Network + | Water resources | Water Network + | Water resources | Water Network +
Price base |  |  |  |  | 2017-18 FYA (CPIH deflated) |  |  |  |  | 2017-18 FYA (CPIH deflated) |  |  |  |  | 2017-18 FYA (CPIH deflated) |  |  |  |  | 2017-18 FYA (CPIH deflated) |  |  |  |  | 2017-18 FYA (CPIH deflated)
A | Enhancement expenditure by purpose ~ capital
1 | WINEP / NEP ~ Making ecological improvements at abstractions (Habitats Directive, SSSI, NERC, BAPs) | See item | £m | 3 | 0.48675 | 0 | 0 | 0 | 0.48675 | 0.42189 | 0 | 0 | 0 | 0.42189 | 0.41884 | 0 | 0 | 0 | 0.41884 | 0.43367 | 0 | 0 | 0 | 0.43367 | 0.36019 | 0 | 0 | 0 | 0.36019 | 0.48675 | 0 | 0.42189 | 0 | 0.41884 | 0 | 0.43367 | 0 | 0.36019 | 0 | 2.1213 | 0 | 0% | 0% | 0% | 0% | 0% | 0% | 0% | 0% | 0% | 0% | 0% | 0%
2 | WINEP / NEP ~ Eels Regulations (measures at intakes) | references | £m | 3 | 4.9579 | 0 | 0 | 0 | 4.9579 | 0 | 0 | 0 | 0 | 0 | 0 | 0 | 0 | 0 | 0 | 0 | 0 | 0 | 0 | 0 | 0 | 0 | 0 | 0 | 0 | 4.9579 | 0 | 0 | 0 | 0 | 0 | 0 | 0 | 0 | 0 | 4.9579 | 0 | 0.3104% | 0% | 100% | 0% | 100% | 0% | 100% | 0% | 100% | 0% | 7.312% | 0%
3 | WINEP / NEP ~ Invasive non-native species | in columns | £m | 3 | 0.23551 | 0 | 0 | 0 | 0.23551 | 0.059569 | 0 | 0 | 0 | 0.059569 | 0.45992 | 0 | 0 | 0 | 0.45992 | 0.02853 | 0 | 0 | 0 | 0.02853 | 0.02853 | 0 | 0 | 0 | 0.02853 | 0.23551 | 0 | 0.059569 | 0 | 0.45992 | 0 | 0.02853 | 0 | 0.02853 | 0 | 0.81206 | 0 | 0% | 0% | 0% | 0% | 0% | 0% | 0% | 0% | 0% | 0% | 0% | 0%
4 | Addressing low pressure | BB to BJ | £m | 3 | 0 | 0 | 0 | 0 | 0 | 0 | 0 | 0 | 0 | 0 | 0 | 0 | 0 | 0 | 0 | 0 | 0 | 0 | 0 | 0 | 0 | 0 | 0 | 0 | 0 | 0 | 0 | 0 | 0 | 0 | 0 | 0 | 0 | 0 | 0 | 0 | 0 | 0% | 0% | 0% | 0% | 0% | 0% | 0% | 0% | 0% | 0% | 0% | 0%
5 | Improving taste / odour / colour |  | £m | 3 | 0 | 0 | 0 | 0 | 0 | 0 | 0 | 0 | 0 | 0 | 0 | 0 | 0 | 0 | 0 | 0 | 0 | 0 | 0 | 0 | 0 | 0 | 0 | 0 | 0 | 0 | 0 | 0 | 0 | 0 | 0 | 0 | 0 | 0 | 0 | 0 | 0 | 0% | 0% | 0% | 0% | 0% | 0% | 0% | 0% | 0% | 0% | 0% | 0%
6 | Meeting lead standards |  | £m | 3 | 0 | 0 | 0 | 0.70103 | 0.70103 | 0 | 0 | 0 | 0.86256 | 0.86256 | 0 | 0 | 0 | 1.2521 | 1.2521 | 0 | 0 | 0 | 1.382 | 1.382 | 0 | 0 | 0 | 1.382 | 1.382 | 0 | 0.70103 | 0 | 0.86256 | 0 | 1.2521 | 0 | 1.382 | 0 | 1.382 | 0 | 5.5797 | 0% | 8.083% | 0% | 34.46% | 0% | 43.7% | 0% | 55.3% | 0% | 64.54% | 0% | 50.59%
7 | Supply side enhancements to the supply/demand balance (dry year critical / peak conditions) |  | £m | 3 | 0 | 0 | 0 | 0 | 0 | 0 | 0 | 0 | 0 | 0 | 0 | 0 | 0 | 0 | 0 | 0 | 0 | 0 | 0 | 0 | 0 | 0 | 0 | 0 | 0 | 0 | 0 | 0 | 0 | 0 | 0 | 0 | 0 | 0 | 0 | 0 | 0 | 0% | 0% | 0% | 0% | 0% | 0% | 0% | 0% | 0% | 0% | 0% | 0%
8 | Supply side enhancements to the supply/demand balance (dry year annual average conditions) |  | £m | 3 | 0 | 0 | 0 | 3.9697 | 3.9697 | 0 | 0 | 0 | 3.9697 | 3.9697 | 0 | 0 | 0 | 3.9697 | 3.9697 | 0 | 0 | 0 | 3.9697 | 3.9697 | 0 | 0 | 0 | 3.9697 | 3.9697 | 0 | 3.9697 | 0 | 3.9697 | 0 | 3.9697 | 0 | 3.9697 | 0 | 3.9697 | 0 | 19.8485 | 0% | 8.526% | 0% | 15.53% | 0% | 21.7% | 0% | 26.89% | 0% | 31.55% | 0% | 21.67%
9 | Demand side enhancements to the supply/demand balance (dry year critical / peak conditions) |  | £m | 3 | 0 | 0 | 0 | 0 | 0 | 0 | 0 | 0 | 0 | 0 | 0 | 0 | 0 | 0 | 0 | 0 | 0 | 0 | 0 | 0 | 0 | 0 | 0 | 0 | 0 | 0 | 0 | 0 | 0 | 0 | 0 | 0 | 0 | 0 | 0 | 0 | 0 | 0% | 0% | 0% | 0% | 0% | 0% | 0% | 0% | 0% | 0% | 0% | 0%
10 | Demand side enhancements to the supply/demand balance (dry year annual average conditions) |  | £m | 3 | 0 | 0 | 0 | 0.57012 | 0.57012 | 0 | 0 | 0 | 0.57012 | 0.57012 | 0 | 0 | 0 | 0.57012 | 0.57012 | 0 | 0 | 0 | 0.57012 | 0.57012 | 0 | 0 | 0 | 0.57012 | 0.57012 | 0 | 0.57012 | 0 | 0.57012 | 0 | 0.57012 | 0 | 0.57012 | 0 | 0.57012 | 0 | 2.8506 | 0% | 0% | 0% | 0% | 0% | 0% | 0% | 0% | 0% | 0% | 0% | 0%
11 | New developments |  | £m | 3 | 0 | 0 | 0 | 3.3785 | 3.3785 | 0 | 0 | 0 | 3.3785 | 3.3785 | 0 | 0 | 0 | 3.3785 | 3.3785 | 0 | 0 | 0 | 3.3785 | 3.3785 | 0 | 0 | 0 | 3.3785 | 3.3785 | 0 | 3.3785 | 0 | 3.3785 | 0 | 3.3785 | 0 | 3.3785 | 0 | 3.3785 | 0 | 16.8923 | 0% | 0% | 0% | 0% | 0% | 0% | 0% | 0% | 0% | 0% | 0% | 0%
12 | New connections element of new development (CPs, meters) |  | £m | 3 | 0 | 0 | 0 | 0 | 0 | 0 | 0 | 0 | 0 | 0 | 0 | 0 | 0 | 0 | 0 | 0 | 0 | 0 | 0 | 0 | 0 | 0 | 0 | 0 | 0 | 0 | 0 | 0 | 0 | 0 | 0 | 0 | 0 | 0 | 0 | 0 | 0 | 0% | 100% | 0% | 100% | 0% | 100% | 0% | 100% | 0% | 100% | 0% | 100%
13 | Investment to address raw water deterioration (THM, nitrates, Crypto, pesticides, others) |  | £m | 3 | 0 | 0 | 1.1478 | 0 | 1.1478 | 0 | 0 | 3.3874 | 0 | 3.3874 | 0 | 0 | 3.9877 | 0 | 3.9877 | 0 | 0 | 1.3062 | 0 | 1.3062 | 0 | 0 | 0 | 0 | 0 | 0 | 1.1478 | 0 | 3.3874 | 0 | 3.9877 | 0 | 1.3062 | 0 | 0 | 0 | 9.8292 | 100% | 0% | 100% | 0% | 100% | 0% | 100% | 0% | 100% | 0% | 100% | 0%
14 | Resilience |  | £m | 3 | 0 | 0 | 1.0558 | 0 | 1.0558 | 0 | 0 | 1.0558 | 0 | 1.0558 | 0 | 0 | 1.0558 | 0 | 1.0558 | 0 | 0 | 1.0558 | 0 | 1.0558 | 0 | 0 | 1.0558 | 0 | 1.1613 | 0 | 1.0558 | 0 | 1.0558 | 0 | 1.0558 | 0 | 1.0558 | 0 | 1.0558 | 0 | 5.2788 | 0% | 0% | 0% | 0% | 0% | 0% | 0% | 0% | 0% | 0% | 0% | 0%
15 | SEMD |  | £m | 3 | 0 | 0 | 0.42231 | 0 | 0.42231 | 0 | 0 | 0.42231 | 0 | 0.42231 | 0 | 0 | 0.42231 | 0 | 0.42231 | 0 | 0 | 0.42231 | 0 | 0.42231 | 0 | 0 | 0.42231 | 0 | 0.42231 | 0 | 0.42231 | 0 | 0.42231 | 0 | 0.42231 | 0 | 0.42231 | 0 | 0.42231 | 0 | 2.1115 | 0% | 0% | 0% | 0% | 0% | 0% | 0% | 0% | 0% | 0% | 0% | 0%
16 | Non-SEMD related security enhancement |  | £m | 3 | 0 | 0 | 0.65458 | 1.6892 | 2.3438 | 0 | 0 | 0.65458 | 1.6892 | 2.3438 | 0 | 0 | 0.65458 | 1.6892 | 2.3438 | 0 | 0 | 0.65458 | 1.6892 | 2.3438 | 0 | 0 | 0.65458 | 1.6892 | 2.3438 | 0 | 2.3438 | 0 | 2.3438 | 0 | 2.3438 | 0 | 2.3438 | 0 | 2.3438 | 0 | 11.719 | 0% | 0% | 0% | 0% | 0% | 0% | 0% | 0% | 0% | 0% | 0% | 0%
17 | WINEP / NEP ~ Drinking Water Protected Areas (schemes) |  | £m | 3 | 1.1195 | 0 | 0 | 0 | 1.1195 | 0.20381 | 0 | 0 | 0 | 0.20381 | 0.20381 | 0 | 0 | 0 | 0.20381 | 0.20191 | 0 | 0 | 0 | 0.20191 | 0.20191 | 0 | 0 | 0 | 0.20191 | 1.1195 | 0 | 0.20381 | 0 | 0.20381 | 0 | 0.20191 | 0 | 0.20191 | 0 | 1.931 | 0 | 0% | 0% | 0% | 0% | 0% | 0% | 0% | 0% | 0% | 0% | 0% | 0%
18 | WINEP / NEP ~ Water Framework Directive measures |  | £m | 3 | 1.0366 | 0 | 0 | 0 | 1.0366 | 0.30343 | 0 | 0 | 0 | 0.30343 | 0.18408 | 0 | 0 | 0 | 0.18408 | 0.15925 | 0 | 0 | 0 | 0.15925 | 0.11162 | 0 | 0 | 0 | 0.11162 | 1.0366 | 0 | 0.30343 | 0 | 0.18408 | 0 | 0.15925 | 0 | 0.11162 | 0 | 1.795 | 0 | 0% | 0% | 0% | 0% | 0% | 0% | 0% | 0% | 0% | 0% | 0% | 0%
19 | WINEP / NEP ~ Investigations |  | £m | 3 | 4.1623 | 0 | 0 | 0 | 4.1623 | 1.5814 | 0 | 0 | 0 | 1.5814 | 0.76221 | 0 | 0 | 0 | 0.76221 | 0.20708 | 0 | 0 | 0 | 0.20708 | 0.13569 | 0 | 0 | 0 | 0.13569 | 4.1623 | 0 | 1.5814 | 0 | 0.76221 | 0 | 0.20708 | 0 | 0.13569 | 0 | 6.8486 | 0 | 0% | 0% | 0% | 0% | 0% | 0% | 0% | 0% | 0% | 0% | 0% | 0%
20 | Improvements to river flows |  | £m | 3 | 0 | 0 | 0 | 0 | 0 | 0 | 0 | 0 | 0 | 0 | 0 | 0 | 0 | 0 | 0 | 0 | 0 | 0 | 0 | 0 | 0 | 0 | 0 | 0 | 0 | 0 | 0 | 0 | 0 | 0 | 0 | 0 | 0 | 0 | 0 | 0 | 0 | 0% | 0% | 0% | 0% | 0% | 0% | 0% | 0% | 0% | 0% | 0% | 0%
21 | Metering (excluding cost of providing metering to new service connections) for meters requested by optants |  | £m | 3 | 0 | 0 | 0 | 1.2268 | 1.2268 | 0 | 0 | 0 | 1.2268 | 1.2268 | 0 | 0 | 0 | 1.2268 | 1.2268 | 0 | 0 | 0 | 1.2268 | 1.2268 | 0 | 0 | 0 | 1.2268 | 1.2268 | 0 | 1.2268 | 0 | 1.2268 | 0 | 1.2268 | 0 | 1.2268 | 0 | 1.2268 | 0 | 6.134 | 0% | 0% | 0% | 0% | 0% | 0% | 0% | 0% | 0% | 0% | 0% | 0%
22 | Metering (excluding cost of providing metering to new service connections) for meters introduced by companies |  | £m | 3 | 0 | 0 | 0 | 1.0114 | 1.0114 | 0 | 0 | 0 | 1.0114 | 1.0114 | 0 | 0 | 0 | 1.0114 | 1.0114 | 0 | 0 | 0 | 1.0114 | 1.0114 | 0 | 0 | 0 | 1.0114 | 1.0114 | 0 | 1.0114 | 0 | 1.0114 | 0 | 1.0114 | 0 | 1.0114 | 0 | 1.0114 | 0 | 5.0571 | 0% | 0% | 0% | 0% | 0% | 0% | 0% | 0% | 0% | 0% | 0% | 0%
23 | Metering (excluding cost of providing metering to new service connections) for businesses |  | £m | 3 | 0 | 0 | 0 | 0 | 0 | 0 | 0 | 0 | 0 | 0 | 0 | 0 | 0 | 0 | 0 | 0 | 0 | 0 | 0 | 0 | 0 | 0 | 0 | 0 | 0 | 0 | 0 | 0 | 0 | 0 | 0 | 0 | 0 | 0 | 0 | 0 | 0 | 0% | 0% | 0% | 0% | 0% | 0% | 0% | 0% | 0% | 0% | 0% | 0%
24 | Enhanced Supply Interruptions |  | £m | 3 | 0 | 0 | 0 | 1.4253 | 1.4253 | 0 | 0 | 0 | 1.4253 | 1.4253 | 0 | 0 | 0 | 1.4253 | 1.4253 | 0 | 0 | 0 | 1.4253 | 1.4253 | 0 | 0 | 0 | 1.4253 | 1.4253 | 0 | 1.4253 | 0 | 1.4253 | 0 | 1.4253 | 0 | 1.4253 | 0 | 1.4253 | 0 | 7.1264 | 0% | 48.64% | 0% | 48.64% | 0% | 48.64% | 0% | 48.64% | 0% | 48.64% | 0% | 48.64%
25 | Enhanced Leakage |  | £m | 3 | 0 | 0 | 0 | 0 | 0 | 0 | 0 | 0 | 0 | 0 | 0 | 0 | 0 | 0 | 0 | 0 | 0 | 0 | 0 | 0 | 0 | 0 | 0 | 0 | 0 | 0 | 0 | 0 | 0 | 0 | 0 | 0 | 0 | 0 | 0 | 0 | 0 | 0% | 0% | 0% | 0% | 0% | 0% | 0% | 0% | 0% | 0% | 0% | 0%
26 | Integrated Supply Grid |  | £m | 3 | 0 | 0 | 0 | 0 | 0 | 0 | 0 | 0 | 0 | 0 | 0 | 0 | 0 | 0 | 0 | 0 | 0 | 0 | 0 | 0 | 0 | 0 | 0 | 0 | 0 | 0 | 0 | 0 | 0 | 0 | 0 | 0 | 0 | 0 | 0 | 0 | 0 | 0% | 0% | 0% | 0% | 0% | 0% | 0% | 0% | 0% | 0% | 0% | 0%
27 | NEP - CROW Act |  | £m | 3 | 0 | 0 | 0 | 0 | 0 | 0 | 0 | 0 | 0 | 0 | 0 | 0 | 0 | 0 | 0 | 0 | 0 | 0 | 0 | 0 | 0 | 0 | 0 | 0 | 0 | 0 | 0 | 0 | 0 | 0 | 0 | 0 | 0 | 0 | 0 | 0 | 0 | 0% | 0% | 0% | 0% | 0% | 0% | 0% | 0% | 0% | 0% | 0% | 0%
28 | NEP - Flow Monitoring at Water Treatment Works |  | £m | 3 | 0 | 0 | 0 | 0 | 0 | 0 | 0 | 0 | 0 | 0 | 0 | 0 | 0 | 0 | 0 | 0 | 0 | 0 | 0 | 0 | 0 | 0 | 0 | 0 | 0 | 0 | 0 | 0 | 0 | 0 | 0 | 0 | 0 | 0 | 0 | 0 | 0 | 0% | 0% | 0% | 0% | 0% | 0% | 0% | 0% | 0% | 0% | 0% | 0%
29 | NEP - Local priority |  | £m | 3 | 0 | 0 | 0 | 0 | 0 | 0 | 0 | 0 | 0 | 0 | 0 | 0 | 0 | 0 | 0 | 0 | 0 | 0 | 0 | 0 | 0 | 0 | 0 | 0 | 0 | 0 | 0 | 0 | 0 | 0 | 0 | 0 | 0 | 0 | 0 | 0 | 0 | 0% | 0% | 0% | 0% | 0% | 0% | 0% | 0% | 0% | 0% | 0% | 0%
30 | NEP - WFD water resource investigations |  | £m | 3 | 0 | 0 | 0 | 0 | 0 | 0 | 0 | 0 | 0 | 0 | 0 | 0 | 0 | 0 | 0 | 0 | 0 | 0 | 0 | 0 | 0 | 0 | 0 | 0 | 0 | 0 | 0 | 0 | 0 | 0 | 0 | 0 | 0 | 0 | 0 | 0 | 0 | 100% | 0% | 0% | 0% | 0% | 0% | 0% | 0% | 0% | 0% | 100% | 0%
31 | Partnership Working |  | £m | 3 | 0.10558 | 0 | 0 | 0 | 0.10558 | 0.10558 | 0 | 0 | 0 | 0.10558 | 0.10558 | 0 | 0 | 0 | 0.10558 | 0.10558 | 0 | 0 | 0 | 0.10558 | 0.10558 | 0 | 0 | 0 | 0 | 0.10558 | 0 | 0.10558 | 0 | 0.10558 | 0 | 0.10558 | 0 | 0.10558 | 0 | 0.52788 | 0 | 0% | 0% | 0% | 0% | 0% | 0% | 0% | 0% | 0% | 0% | 0% | 0%
32 | Strategic Regional Water Resource Solutions |  | £m | 3 | 0.42305 | 0 | 0 | 0 | 0.42305 | 0.63457 | 0 | 0 | 0 | 0.63457 | 1.4807 | 0 | 0 | 0 | 1.4807 | 1.2691 | 0 | 0 | 0 | 1.2691 | 0.42305 | 0 | 0 | 0 | 0 | 0.42305 | 0 | 0.63457 | 0 | 1.4807 | 0 | 1.2691 | 0 | 0.42305 | 0 | 4.2305 | 0 | 0% | 0% | 0% | 0% | 0% | 0% | 0% | 0% | 0% | 0% | 0% | 0%
33 | Capital expenditure purpose ~ WATER additional line 10 [Other categories] |  | £m | 3 | 0 | 0 | 0 | 0 | 0 | 0 | 0 | 0 | 0 | 0 | 0 | 0 | 0 | 0 | 0 | 0 | 0 | 0 | 0 | 0 | 0 | 0 | 0 | 0 | 0 | 0 | 0 | 0 | 0 | 0 | 0 | 0 | 0 | 0 | 0 | 0 | 0 | 0% | 0% | 0% | 0% | 0% | 0% | 0% | 0% | 0% | 0% | 0% | 0%
34 | Capital expenditure purpose ~ WATER additional line 11 [Other categories] |  | £m | 3 | 0 | 0 | 0 | 0 | 0 | 0 | 0 | 0 | 0 | 0 | 0 | 0 | 0 | 0 | 0 | 0 | 0 | 0 | 0 | 0 | 0 | 0 | 0 | 0 | 0 | 0 | 0 | 0 | 0 | 0 | 0 | 0 | 0 | 0 | 0 | 0 | 0 | 0% | 0% | 0% | 0% | 0% | 0% | 0% | 0% | 0% | 0% | 0% | 0%
35 | Capital expenditure purpose ~ WATER additional line 12 [Other categories] |  | £m | 3 | 0 | 0 | 0 | 0 | 0 | 0 | 0 | 0 | 0 | 0 | 0 | 0 | 0 | 0 | 0 | 0 | 0 | 0 | 0 | 0 | 0 | 0 | 0 | 0 | 0 | 0 | 0 | 0 | 0 | 0 | 0 | 0 | 0 | 0 | 0 | 0 | 0 | 0% | 0% | 0% | 0% | 0% | 0% | 0% | 0% | 0% | 0% | 0% | 0%
36 | Capital expenditure purpose ~ WATER additional line 13 [Other categories] |  | £m | 3 | 0 | 0 | 0 | 0 | 0 | 0 | 0 | 0 | 0 | 0 | 0 | 0 | 0 | 0 | 0 | 0 | 0 | 0 | 0 | 0 | 0 | 0 | 0 | 0 | 0 | 0 | 0 | 0 | 0 | 0 | 0 | 0 | 0 | 0 | 0 | 0 | 0 | 0% | 0% | 0% | 0% | 0% | 0% | 0% | 0% | 0% | 0% | 0% | 0%
37 | Capital expenditure purpose ~ WATER additional line 14 [Other categories] |  | £m | 3 | 0 | 0 | 0 | 0 | 0 | 0 | 0 | 0 | 0 | 0 | 0 | 0 | 0 | 0 | 0 | 0 | 0 | 0 | 0 | 0 | 0 | 0 | 0 | 0 | 0 | 0 | 0 | 0 | 0 | 0 | 0 | 0 | 0 | 0 | 0 | 0 | 0 | 0% | 0% | 0% | 0% | 0% | 0% | 0% | 0% | 0% | 0% | 0% | 0%
38 | Capital expenditure purpose ~ WATER additional line 15 [Other categories] |  | £m | 3 | 0 | 0 | 0 | 0 | 0 | 0 | 0 | 0 | 0 | 0 | 0 | 0 | 0 | 0 | 0 | 0 | 0 | 0 | 0 | 0 | 0 | 0 | 0 | 0 | 0 | 0 | 0 | 0 | 0 | 0 | 0 | 0 | 0 | 0 | 0 | 0 | 0 | 0% | 0% | 0% | 0% | 0% | 0% | 0% | 0% | 0% | 0% | 0% | 0%
39 | Total water enhancement capital expenditure |  | £m | 3 | 12.1041 | 0 | 3.2805 | 13.9721 | 29.3567 | 2.6757 | 0 | 5.5201 | 14.1336 | 22.3294 | 2.1344 | 0 | 6.1204 | 14.5232 | 22.778 | 1.136 | 0 | 3.4389 | 14.653 | 19.2279 | 0.94351 | 0 | 2.1327 | 14.653 | 17.7292
B | Enhancement expenditure by purpose ~ operating
40 | WINEP / NEP ~ Making ecological improvements at abstractions (Habitats Directive, SSSI, NERC, BAPs) | See item | £m | 3 | 0 | 0 | 0 | 0 | 0 | 0 | 0 | 0 | 0 | 0 | 0 | 0 | 0 | 0 | 0 | 0 | 0 | 0 | 0 | 0 | 0 | 0 | 0 | 0 | 0 | 0 | 0 | 0 | 0 | 0 | 0 | 0 | 0 | 0 | 0 | 0 | 0
41 | WINEP / NEP ~ Eels Regulations (measures at intakes) | references | £m | 3 | 0.015439 | 0 | 0 | 0 | 0.015439 | 0.09392 | 0 | 0 | 0 | 0.09392 | 0.09392 | 0 | 0 | 0 | 0.09392 | 0.09392 | 0 | 0 | 0 | 0.09392 | 0.09392 | 0 | 0 | 0 | 0.09392 | 0.015439 | 0 | 0.09392 | 0 | 0.09392 | 0 | 0.09392 | 0 | 0.09392 | 0 | 0.39112 | 0
42 | WINEP / NEP ~ Invasive non-native species | in columns | £m | 3 | 0 | 0 | 0 | 0 | 0 | 0 | 0 | 0 | 0 | 0 | 0 | 0 | 0 | 0 | 0 | 0 | 0 | 0 | 0 | 0 | 0 | 0 | 0 | 0 | 0 | 0 | 0 | 0 | 0 | 0 | 0 | 0 | 0 | 0 | 0 | 0 | 0
43 | Addressing low pressure | BB to BJ | £m | 3 | 0 | 0 | 0 | 0 | 0 | 0 | 0 | 0 | 0 | 0 | 0 | 0 | 0 | 0 | 0 | 0 | 0 | 0 | 0 | 0 | 0 | 0 | 0 | 0 | 0 | 0 | 0 | 0 | 0 | 0 | 0 | 0 | 0 | 0 | 0 | 0 | 0
44 | Improving taste / odour / colour |  | £m | 3 | 0 | 0 | 0 | 0 | 0 | 0 | 0 | 0 | 0 | 0 | 0 | 0 | 0 | 0 | 0 | 0 | 0 | 0 | 0 | 0 | 0 | 0 | 0 | 0 | 0 | 0 | 0 | 0 | 0 | 0 | 0 | 0 | 0 | 0 | 0 | 0 | 0
45 | Meeting lead standards |  | £m | 3 | 0 | 0 | 0 | 0.061644 | 0.061644 | 0 | 0 | 0 | 0.45358 | 0.45358 | 0 | 0 | 0 | 0.97201 | 0.97201 | 0 | 0 | 0 | 1.7095 | 1.7095 | 0 | 0 | 0 | 2.5155 | 2.5155 | 0 | 0.061644 | 0 | 0.45358 | 0 | 0.97201 | 0 | 1.7095 | 0 | 2.5155 | 0 | 5.7122
46 | Supply side enhancements to the supply/demand balance (dry year critical / peak conditions) |  | £m | 3 | 0 | 0 | 0 | 0 | 0 | 0 | 0 | 0 | 0 | 0 | 0 | 0 | 0 | 0 | 0 | 0 | 0 | 0 | 0 | 0 | 0 | 0 | 0 | 0 | 0 | 0 | 0 | 0 | 0 | 0 | 0 | 0 | 0 | 0 | 0 | 0 | 0
47 | Supply side enhancements to the supply/demand balance (dry year annual average conditions) |  | £m | 3 | 0 | 0 | 0 | 0.37 | 0.37 | 0 | 0 | 0 | 0.73 | 0.73 | 0 | 0 | 0 | 1.1 | 1.1 | 0 | 0 | 0 | 1.46 | 1.46 | 0 | 0 | 0 | 1.83 | 1.83 | 0 | 0.37 | 0 | 0.73 | 0 | 1.1 | 0 | 1.46 | 0 | 1.83 | 0 | 5.49
48 | Demand side enhancements to the supply/demand balance (dry year critical / peak conditions) |  | £m | 3 | 0 | 0 | 0 | 0 | 0 | 0 | 0 | 0 | 0 | 0 | 0 | 0 | 0 | 0 | 0 | 0 | 0 | 0 | 0 | 0 | 0 | 0 | 0 | 0 | 0 | 0 | 0 | 0 | 0 | 0 | 0 | 0 | 0 | 0 | 0 | 0 | 0
49 | Demand side enhancements to the supply/demand balance (dry year annual average conditions) |  | £m | 3 | 0 | 0 | 0 | 0 | 0 | 0 | 0 | 0 | 0 | 0 | 0 | 0 | 0 | 0 | 0 | 0 | 0 | 0 | 0 | 0 | 0 | 0 | 0 | 0 | 0 | 0 | 0 | 0 | 0 | 0 | 0 | 0 | 0 | 0 | 0 | 0 | 0
50 | New developments |  | £m | 3 | 0 | 0 | 0 | 0 | 0 | 0 | 0 | 0 | 0 | 0 | 0 | 0 | 0 | 0 | 0 | 0 | 0 | 0 | 0 | 0 | 0 | 0 | 0 | 0 | 0 | 0 | 0 | 0 | 0 | 0 | 0 | 0 | 0 | 0 | 0 | 0 | 0
51 | New connections element of new development (CPs, meters) |  | £m | 3 | 0 | 0 | 0 | 2.1583 | 2.1583 | 0 | 0 | 0 | 2.0093 | 2.0093 | 0 | 0 | 0 | 1.9269 | 1.9269 | 0 | 0 | 0 | 1.8747 | 1.8747 | 0 | 0 | 0 | 1.7908 | 1.7908 | 0 | 2.1583 | 0 | 2.0093 | 0 | 1.9269 | 0 | 1.8747 | 0 | 1.7908 | 0 | 9.7601
52 | Investment to address raw water deterioration (THM, nitrates, Crypto, pesticides, others) |  | £m | 3 | 0.65812 | 0 | 0 | 0 | 0.65812 | 0.41 | 0 | 0 | 0 | 0.41 | 0.41 | 0 | 0 | 0 | 0.41 | 0.41 | 0 | 0 | 0 | 0.41 | 0.41 | 0 | 0 | 0 | 0.41 | 0.65812 | 0 | 0.41 | 0 | 0.41 | 0 | 0.41 | 0 | 0.41 | 0 | 2.2981 | 0
53 | Resilience |  | £m | 3 | 0 | 0 | 0 | 0 | 0 | 0 | 0 | 0 | 0 | 0 | 0 | 0 | 0 | 0 | 0 | 0 | 0 | 0 | 0 | 0 | 0 | 0 | 0 | 0 | 0 | 0 | 0 | 0 | 0 | 0 | 0 | 0 | 0 | 0 | 0 | 0 | 0
54 | SEMD |  | £m | 3 | 0 | 0 | 0 | 0 | 0 | 0 | 0 | 0 | 0 | 0 | 0 | 0 | 0 | 0 | 0 | 0 | 0 | 0 | 0 | 0 | 0 | 0 | 0 | 0 | 0 | 0 | 0 | 0 | 0 | 0 | 0 | 0 | 0 | 0 | 0 | 0 | 0
55 | Non-SEMD related security enhancement |  | £m | 3 | 0 | 0 | 0 | 0 | 0 | 0 | 0 | 0 | 0 | 0 | 0 | 0 | 0 | 0 | 0 | 0 | 0 | 0 | 0 | 0 | 0 | 0 | 0 | 0 | 0 | 0 | 0 | 0 | 0 | 0 | 0 | 0 | 0 | 0 | 0 | 0 | 0
56 | WINEP / NEP ~ Drinking Water Protected Areas (schemes) |  | £m | 3 | 0 | 0 | 0 | 0 | 0 | 0 | 0 | 0 | 0 | 0 | 0 | 0 | 0 | 0 | 0 | 0 | 0 | 0 | 0 | 0 | 0 | 0 | 0 | 0 | 0 | 0 | 0 | 0 | 0 | 0 | 0 | 0 | 0 | 0 | 0 | 0 | 0
57 | WINEP / NEP ~ Water Framework Directive measures |  | £m | 3 | 0 | 0 | 0 | 0 | 0 | 0 | 0 | 0 | 0 | 0 | 0 | 0 | 0 | 0 | 0 | 0 | 0 | 0 | 0 | 0 | 0 | 0 | 0 | 0 | 0 | 0 | 0 | 0 | 0 | 0 | 0 | 0 | 0 | 0 | 0 | 0 | 0
58 | WINEP / NEP ~ Investigations |  | £m | 3 | 0 | 0 | 0 | 0 | 0 | 0 | 0 | 0 | 0 | 0 | 0 | 0 | 0 | 0 | 0 | 0 | 0 | 0 | 0 | 0 | 0 | 0 | 0 | 0 | 0 | 0 | 0 | 0 | 0 | 0 | 0 | 0 | 0 | 0 | 0 | 0 | 0
59 | Improvements to river flows |  | £m | 3 | 0 | 0 | 0 | 0 | 0 | 0 | 0 | 0 | 0 | 0 | 0 | 0 | 0 | 0 | 0 | 0 | 0 | 0 | 0 | 0 | 0 | 0 | 0 | 0 | 0 | 0 | 0 | 0 | 0 | 0 | 0 | 0 | 0 | 0 | 0 | 0 | 0
60 | Metering (excluding cost of providing metering to new service connections) for meters requested by optants |  | £m | 3 | 0 | 0 | 0 | 0 | 0 | 0 | 0 | 0 | 0 | 0 | 0 | 0 | 0 | 0 | 0 | 0 | 0 | 0 | 0 | 0 | 0 | 0 | 0 | 0 | 0 | 0 | 0 | 0 | 0 | 0 | 0 | 0 | 0 | 0 | 0 | 0 | 0
61 | Metering (excluding cost of providing metering to new service connections) for meters introduced by companies |  | £m | 3 | 0 | 0 | 0 | 0 | 0 | 0 | 0 | 0 | 0 | 0 | 0 | 0 | 0 | 0 | 0 | 0 | 0 | 0 | 0 | 0 | 0 | 0 | 0 | 0 | 0 | 0 | 0 | 0 | 0 | 0 | 0 | 0 | 0 | 0 | 0 | 0 | 0
62 | Metering (excluding cost of providing metering to new service connections) for businesses |  | £m | 3 | 0 | 0 | 0 | 0 | 0 | 0 | 0 | 0 | 0 | 0 | 0 | 0 | 0 | 0 | 0 | 0 | 0 | 0 | 0 | 0 | 0 | 0 | 0 | 0 | 0 | 0 | 0 | 0 | 0 | 0 | 0 | 0 | 0 | 0 | 0 | 0 | 0
63 | Enhanced Supply Interruptions |  | £m | 3 | 0 | 0 | 0 | 1.35 | 1.35 | 0 | 0 | 0 | 1.35 | 1.35 | 0 | 0 | 0 | 1.35 | 1.35 | 0 | 0 | 0 | 1.35 | 1.35 | 0 | 0 | 0 | 1.35 | 1.35 | 0 | 1.35 | 0 | 1.35 | 0 | 1.35 | 0 | 1.35 | 0 | 1.35 | 0 | 6.75
64 | Enhanced Leakage |  | £m | 3 | 0 | 0 | 0 | 0 | 0 | 0 | 0 | 0 | 0 | 0 | 0 | 0 | 0 | 0 | 0 | 0 | 0 | 0 | 0 | 0 | 0 | 0 | 0 | 0 | 0 | 0 | 0 | 0 | 0 | 0 | 0 | 0 | 0 | 0 | 0 | 0 | 0
65 | Integrated Supply Grid |  | £m | 3 | 0 | 0 | 0 | 0 | 0 | 0 | 0 | 0 | 0 | 0 | 0 | 0 | 0 | 0 | 0 | 0 | 0 | 0 | 0 | 0 | 0 | 0 | 0 | 0 | 0 | 0 | 0 | 0 | 0 | 0 | 0 | 0 | 0 | 0 | 0 | 0 | 0
66 | NEP - CROW Act |  | £m | 3 | 0 | 0 | 0 | 0 | 0 | 0 | 0 | 0 | 0 | 0 | 0 | 0 | 0 | 0 | 0 | 0 | 0 | 0 | 0 | 0 | 0 | 0 | 0 | 0 | 0 | 0 | 0 | 0 | 0 | 0 | 0 | 0 | 0 | 0 | 0 | 0 | 0
67 | NEP - Flow Monitoring at Water Treatment Works |  | £m | 3 | 0 | 0 | 0 | 0 | 0 | 0 | 0 | 0 | 0 | 0 | 0 | 0 | 0 | 0 | 0 | 0 | 0 | 0 | 0 | 0 | 0 | 0 | 0 | 0 | 0 | 0 | 0 | 0 | 0 | 0 | 0 | 0 | 0 | 0 | 0 | 0 | 0
68 | NEP - Local priority |  | £m | 3 | 0 | 0 | 0 | 0 | 0 | 0 | 0 | 0 | 0 | 0 | 0 | 0 | 0 | 0 | 0 | 0 | 0 | 0 | 0 | 0 | 0 | 0 | 0 | 0 | 0 | 0 | 0 | 0 | 0 | 0 | 0 | 0 | 0 | 0 | 0 | 0 | 0
69 | NEP - WFD water resource investigations |  | £m | 3 | 0.017077 | 0 | 0 | 0 | 0.017077 | 0 | 0 | 0 | 0 | 0 | 0 | 0 | 0 | 0 | 0 | 0 | 0 | 0 | 0 | 0 | 0 | 0 | 0 | 0 | 0 | 0.017077 | 0 | 0 | 0 | 0 | 0 | 0 | 0 | 0 | 0 | 0.017077 | 0
70 | Partnership Working |  | £m | 3 | 0 | 0 | 0 | 0 | 0 | 0 | 0 | 0 | 0 | 0 | 0 | 0 | 0 | 0 | 0 | 0 | 0 | 0 | 0 | 0 | 0 | 0 | 0 | 0 | 0 | 0 | 0 | 0 | 0 | 0 | 0 | 0 | 0 | 0 | 0 | 0 | 0
71 | Strategic Regional Water Resource Solutions |  | £m | 3 | 0 | 0 | 0 | 0 | 0 | 0 | 0 | 0 | 0 | 0 | 0 | 0 | 0 | 0 | 0 | 0 | 0 | 0 | 0 | 0 | 0 | 0 | 0 | 0 | 0 | 0 | 0 | 0 | 0 | 0 | 0 | 0 | 0 | 0 | 0 | 0 | 0
72 | Operating expenditure purpose ~ WATER additional line 10 [Other categories] |  | £m | 3 | 0 | 0 | 0 | 0 | 0 | 0 | 0 | 0 | 0 | 0 | 0 | 0 | 0 | 0 | 0 | 0 | 0 | 0 | 0 | 0 | 0 | 0 | 0 | 0 | 0 | 0 | 0 | 0 | 0 | 0 | 0 | 0 | 0 | 0 | 0 | 0 | 0
73 | Operating expenditure purpose ~ WATER additional line 11 [Other categories] |  | £m | 3 | 0 | 0 | 0 | 0 | 0 | 0 | 0 | 0 | 0 | 0 | 0 | 0 | 0 | 0 | 0 | 0 | 0 | 0 | 0 | 0 | 0 | 0 | 0 | 0 | 0 | 0 | 0 | 0 | 0 | 0 | 0 | 0 | 0 | 0 | 0 | 0 | 0
74 | Operating expenditure purpose ~ WATER additional line 12 [Other categories] |  | £m | 3 | 0 | 0 | 0 | 0 | 0 | 0 | 0 | 0 | 0 | 0 | 0 | 0 | 0 | 0 | 0 | 0 | 0 | 0 | 0 | 0 | 0 | 0 | 0 | 0 | 0 | 0 | 0 | 0 | 0 | 0 | 0 | 0 | 0 | 0 | 0 | 0 | 0
75 | Operating expenditure purpose ~ WATER additional line 13 [Other categories] |  | £m | 3 | 0 | 0 | 0 | 0 | 0 | 0 | 0 | 0 | 0 | 0 | 0 | 0 | 0 | 0 | 0 | 0 | 0 | 0 | 0 | 0 | 0 | 0 | 0 | 0 | 0 | 0 | 0 | 0 | 0 | 0 | 0 | 0 | 0 | 0 | 0 | 0 | 0
76 | Operating expenditure purpose ~ WATER additional line 14 [Other categories] |  | £m | 3 | 0 | 0 | 0 | 0 | 0 | 0 | 0 | 0 | 0 | 0 | 0 | 0 | 0 | 0 | 0 | 0 | 0 | 0 | 0 | 0 | 0 | 0 | 0 | 0 | 0 | 0 | 0 | 0 | 0 | 0 | 0 | 0 | 0 | 0 | 0 | 0 | 0
77 | Operating expenditure purpose ~ WATER additional line 15 [Other categories] |  | £m | 3 | 0 | 0 | 0 | 0 | 0 | 0 | 0 | 0 | 0 | 0 | 0 | 0 | 0 | 0 | 0 | 0 | 0 | 0 | 0 | 0 | 0 | 0 | 0 | 0 | 0 | 0 | 0 | 0 | 0 | 0 | 0 | 0 | 0 | 0 | 0 | 0 | 0
78 | Total water enhancement operating expenditure |  | £m | 3 | 0.69064 | 0 | 0 | 3.94 | 4.6306 | 0.50392 | 0 | 0 | 4.5429 | 5.0468 | 0.50392 | 0 | 0 | 5.3489 | 5.8528 | 0.50392 | 0 | 0 | 6.3942 | 6.8982 | 0.50392 | 0 | 0 | 7.4863 | 7.9902 | 0.69064 | 3.94 | 0.50392 | 4.5429 | 0.50392 | 5.3489 | 0.50392 | 6.3942 | 0.50392 | 7.4863 | 2.7063 | 27.7123
KEY
Input
Copy
Calculation
Pre-populated
WS2 guidance and line definitions
This table identifies enhancement expenditure and reflects table 2 of the 2017 Cost Assessment submission. One difference from table 2 is that this table does not collect historic data. References to AMP5 and AMP5 driver codes in the line definitions are therefore redundant but have been retained for simplicity. Where a quality enhancement scheme (or the proportionally allocated component of a quality enhancement scheme) has more than one cost driver, companies should allocate the expenditure attributable to the primary driver to the relevant line. Any net additional cost for delivering any further drivers should be included in the (different) relevant line. Forecasts of capital expenditure for 2020-25 in this table should include the company’s proposed transition expenditure in 2019-20 to ensure consistency with the 2020-25 totex forecasts in other tables in the business plan. Forecasts of capital expenditure in 2019-20 in this table should exclude the company’s proposed transition expenditure as this is reported separately in table WS10.
Line | Definition
Blocks A and B Enhancement capex and opex by purpose
1 / 40 | Capital / operating expenditure to deliver projects required to deal with the environmental impact of water abstraction during the report year.
2 / 41 | Capital / operating expenditure on quality enhancement schemes listed in the NEP (or WINEP) either to improve intakes to prevent the entrainment of fish, provide eel or fish passes or take alternative measures to meet the requirements of the Eels Regulations or carry out investigations required to confirm the level of entrainment and/or the appropriate technical solution. For AMP7 these are the outputs required by the Environment Agency (or Natural Resources Wales) under driver codes EE_IMP and EE_INV.
3 / 42 | Capital / operating expenditure required to deal with invasive non-native species.
4 / 43 | Capital / operating expenditure to reduce the number of properties with low pressure.
5 / 44 | Capital / operating expenditure to deliver improvements to consumer acceptability of the drinking water (relating to colour, taste and odour)
6 / 45 | Capital / operating expenditure to meet lead standards. This includes expenditure to deal with the conditioning of water before entering distribution to reduce plumbosolvency, expenditure on replacing lead communication pipes owned by the company and any other lead related work including investigations.
7 / 46 | Capital / operating expenditure to enhance the supply / demand balance. Includes expenditure associated with schemes to deliver supply side (resource and production options) enhancements to supply / demand capacity in dry year critical / peak conditions.
8 / 47 | Capital / operating expenditure to enhance the supply/demand balance. Includes expenditure associated with schemes to deliver supply side (resource and production options) enhancements to supply demand capacity in dry year annual average conditions.
9 / 48 | Capital / operating expenditure to enhance the supply/demand balance. Includes expenditure associated with schemes to deliver demand side (distribution and customer options) enhancements to supply / demand capacity in dry year critical / peak conditions.
10 / 49 | Capital / operating expenditure to enhance the supply / demand balance. Includes expenditure associated with schemes to deliver demand side (distribution and customer options) enhancements to supply / demand capacity in dry year annual average conditions.
11 / 50 | Capital / operating expenditure associated with the provision of local distribution infrastructure and non-infrastructure assets for water service to provide for new customers with no net deterioration of existing levels of service. The capital cost of connecting a new property (including the cost of a meter, communication pipe and boundary stop tap valve etc) should be recovered through the connection charge and should not be included in this line.
12 / 51 | The capital / operating cost of connecting a new property (including the cost of a meter, communication pipe and boundary stop tap valve etc)
13 / 52 | Capital / operating expenditure to address raw water deterioration.
14 / 53 | Capital / operating expenditure to improve resilience. This relates to expenditure to manage the risk of giving consumers an appropriate level of service protection in the face of extreme events caused by hazards that are beyond their control. To include expenditure to meet new, more onerous requirements stemming from the National Flood Resilience Review. For AMP5 this is the capital / operating expenditure to deliver the outputs included in the supplementary report for improving resilience (e.g. under driver code ESL04).
15 / 54 | Capital / operating expenditure on schemes to protect CNI and NI assets and on assessments of potential further improvements to comply with the Security and Emergency Measures Direction 1998 including associated Advice Notes, and including emergency response and resilience requirements. For AMP5 this is the capital / operating expenditure to deliver the outputs included in the sewerage service quality enhancement schedule (Annex 4 - S) to comply with the SEMD (driver code SEMD).
16 / 55 | Capital / operating expenditure on schemes driven by other (ie. non-SEMD) security requirements, for example to improve cyber security or to enhance the security of network and information systems.
17 / 56 | Capital / operating expenditure on schemes to either avoid additional treatment or reduce current treatment (surface and groundwaters) in AMP7 and which is associated with Drinking Water Protected Areas under Article 7 of the Water Framework Directive.
18 / 57 | Capital / operating expenditure on WFD-driven measures to improve, protect or ensure no deterioration in the status or potential of surface water or groundwater where the meassures arise from PR14 investigations or sustainable abstraction work.
19 / 58 | Capital / operating expenditure on environmental investigations and options appraisals listed in the NEP (or WINEP) for AMP5, AMP6 or AMP7 except where line definitions require costs to be reported elsewhere in this table eg line 2.
20 / 59 | Capital / operating expenditure relating to reducing abstraction licences (unless captured elsewhere in this table, principally in WS2 line 1 or 14).
21 / 60 | Metering (excluding cost of providing metering to new service connections) for optants.
22 / 61 | Metering (excluding cost of providing metering to new service connections) for meters introduced by companies (irrespective of whether these meters are used for charging).
23 / 62 | Metering (excluding cost of providing metering to new service connections) for businesses and other non-household customers.
24-38 / 63-77 | Other capital / operating expenditure by purpose [Company to insert other purposes as required and explain in commentary]. Regard should be had for the desirability of maintaining consistency with corresponding lines in previous data submissions when using these lines.
39 / 78 | Total water enhancement capital / operating expenditure. Calculated as the sum of table WS2 lines 1 to 38 inclusive for capital expenditure and table WS2 lines 40 to 77 for operating expenditure.

## DD Response WWS1
WWS1 - Wholesale wastewater operating and capital expenditure by business unit | [33 empty] | Wessex Water |  | Expenditure by price control | [12 empty] | PAYG ratios
[5 empty] | For the 12 months ended 31 March 2021 | [5 empty] | For the 12 months ended 31 March 2022 | [5 empty] | For the 12 months ended 31 March 2023 | [5 empty] | For the 12 months ended 31 March 2024 | [5 empty] | For the 12 months ended 31 March 2025 | [6 empty] | 20-21 |  | 21-22 |  | 22-23 |  | 23-24 |  | 24-25 |  | AMP7 Total |  |  | 20-21 |  | 21-22 |  | 22-23 |  | 23-24 |  | 24-25 |  | AMP7 Total
Line description |  | Item references | Units | DPs | Sewage collection | Sewage treatment | Sludge |  |  | Total | Sewage collection | Sewage treatment | Sludge |  |  | Total | Sewage collection | Sewage treatment | Sludge |  |  | Total | Sewage collection | Sewage treatment | Sludge |  |  | Total | Sewage collection | Sewage treatment | Sludge |  |  | Total |  | Waste network + | Bio resoures | Waste network + | Bio resoures | Waste network + | Bio resoures | Waste network + | Bio resoures | Waste network + | Bio resoures | Waste network + | Bio resoures |  | Waste network + | Bio resoures | Waste network + | Bio resoures | Waste network + | Bio resoures | Waste network + | Bio resoures | Waste network + | Bio resoures | Waste network + | Bio resoures
[7 empty] | Sludge transport | Sludge treatment | Sludge disposal |  |  |  | Sludge transport | Sludge treatment | Sludge disposal |  |  |  | Sludge transport | Sludge treatment | Sludge disposal |  |  |  | Sludge transport | Sludge treatment | Sludge disposal |  |  |  | Sludge transport | Sludge treatment | Sludge disposal
[35 empty] | Opex | 82.7026 | 17.3463 | 84.5746 | 17.4276 | 87.1879 | 17.5101 | 90.5716 | 17.5939 | 93.0284 | 17.6789 | 438.0651 | 87.5568 | PAYG ratio | 65.3% | 73.46% | 63.66% | 76.14% | 65.01% | 69.81% | 66.12% | 76.89% | 66.33% | 71.41% | 65.28% | 73.44%
Price base |  |  |  |  | 2017-18 FYA (CPIH adjusted) | [5 empty] | 2017-18 FYA (CPIH adjusted) | [5 empty] | 2017-18 FYA (CPIH adjusted) | [5 empty] | 2017-18 FYA (CPIH adjusted) | [5 empty] | 2017-18 FYA (CPIH adjusted) | [5 empty] | Enh Opex | 3.4276 | 0 | 3.884 | 0 | 5.8924 | 0 | 8.6417 | 0 | 10.4271 | 0.046175 | 32.2729 | 0.046175
[35 empty] | Base OPEx | 79.275 | 17.3463 | 80.6905 | 17.4276 | 81.2955 | 17.5101 | 81.9299 | 17.5939 | 82.6013 | 17.6327 | 405.7923 | 87.5106 | % base fast as opex | 86.39% | 100% | 86.59% | 100% | 86.68% | 100% | 86.77% | 100% | 86.86% | 100% | 86.66% | 100%
A | Operating expenditure
1 | Power | See item | £m | 3 | 4.3028 | 13.8242 | 0.0071725 | 0.80463 | 0.018835 | 18.9576 | 4.3845 | 14.7314 | 0.0073088 | 0.81992 | 0.019193 | 19.9624 | 4.4678 | 16.0155 | 0.0074476 | 0.8355 | 0.019557 | 21.3458 | 4.5527 | 17.6944 | 0.0075891 | 0.85138 | 0.019929 | 23.1261 | 4.6392 | 18.9233 | 0.0077333 | 0.86755 | 0.020307 | 24.4582 | IRE | 12.4913 | 0 | 12.4913 | 0 | 12.4913 | 0 | 12.4913 | 0 | 12.4913 | 0 | 62.4564 | 0
2 | Income treated as negative expenditure | references | £m | 3 | 0 | 0 | 0 | 0 | 0 | 0 | 0 | 0 | 0 | 0 | 0 | 0 | 0 | 0 | 0 | 0 | 0 | 0 | 0 | 0 | 0 | 0 | 0 | 0 | 0 | 0 | 0 | 0 | 0 | 0 | Maint | 48.7555 | 6.2666 | 53.1839 | 5.4616 | 50.4773 | 7.5731 | 48.3916 | 5.2874 | 48.2595 | 7.0584 | 249.0677 | 31.647
3 | Service charges / Discharge Consents | in columns | £m | 3 | 1.1847 | 3.0863 | 1.324e-05 | 0.010461 | 3.472e-06 | 4.2815 | 1.1847 | 3.0863 | 1.324e-05 | 0.010461 | 3.472e-06 | 4.2815 | 1.1847 | 3.0863 | 1.324e-05 | 0.010461 | 3.472e-06 | 4.2815 | 1.1847 | 3.0863 | 1.324e-05 | 0.010461 | 3.472e-06 | 4.2815 | 1.1847 | 3.0863 | 1.324e-05 | 0.010461 | 3.472e-06 | 4.2815
4 | Bulk discharge | BJ to BS | £m | 3 | 0.000198 | 0.07741 | 0 | 0.012903 | 0 | 0.090511 | 0.00019602 | 0.076636 | 0 | 0.012774 | 0 | 0.089606 | 0.00019406 | 0.07587 | 0 | 0.012646 | 0 | 0.08871 | 0.00019212 | 0.075111 | 0 | 0.012519 | 0 | 0.087823 | 0.0001902 | 0.07436 | 0 | 0.012394 | 0 | 0.086944 | Enh Capex | 165.6933 | 0 | 137.5657 | 0 | 134.0237 | 0.62523 | 127.5839 | 1.042 | 112.5491 | 2.5009 | 677.4157 | 4.1682
Other operating expenditure
5 | ~ Renewals expensed in year (Infrastructure) |  | £m | 3 | 13.3706 | 0 | 0 | 0 | 0 | 13.3706 | 13.3706 | 0 | 0 | 0 | 0 | 13.3706 | 13.3706 | 0 | 0 | 0 | 0 | 13.3706 | 13.3706 | 0 | 0 | 0 | 0 | 13.3706 | 13.3706 | 0 | 0 | 0 | 0 | 13.3706 | Base:
6 | ~ Renewals expensed in year (Non-Infrastructure) |  | £m | 3 | 0 | 0 | 0 | 0 | 0 | 0 | 0 | 0 | 0 | 0 | 0 | 0 | 0 | 0 | 0 | 0 | 0 | 0 | 0 | 0 | 0 | 0 | 0 | 0 | 0 | 0 | 0 | 0 | 0 | 0 | Fast | 91.7663 | 17.3463 | 93.1818 | 17.4276 | 93.7868 | 17.5101 | 94.4212 | 17.5939 | 95.0925 | 17.6327 | 468.2487 | 87.5106
7 | ~ Other operating expenditure excluding renewals |  | £m | 3 | 19.2118 | 20.4586 | 5.2127 | 3.7045 | 5.9131 | 54.5007 | 19.3255 | 21.2286 | 5.2488 | 3.7293 | 5.9178 | 55.4501 | 19.4408 | 22.3601 | 5.2854 | 3.7545 | 5.9226 | 56.7634 | 19.5577 | 23.8638 | 5.3226 | 3.78 | 5.9274 | 58.4515 | 19.6763 | 24.8873 | 5.3603 | 3.8059 | 5.9323 | 59.662 | Slow | 48.7555 | 6.2666 | 53.1839 | 5.4616 | 50.4773 | 7.5731 | 48.3916 | 5.2874 | 48.2595 | 7.0584 | 249.0677 | 31.647
8 | Local authority and Cumulo rates |  | £m | 3 | 0 | 7.084 | 0 | 1.662 | 0 | 8.746 | 0 | 7.084 | 0 | 1.662 | 0 | 8.746 | 0 | 7.084 | 0 | 1.662 | 0 | 8.746 | 0 | 7.084 | 0 | 1.662 | 0 | 8.746 | 0 | 7.084 | 0 | 1.662 | 0 | 8.746
9 | Total operating expenditure (excluding third party services) |  | £m | 3 | 38.0701 | 44.5305 | 5.2199 | 6.1945 | 5.9319 | 99.9469 | 38.2656 | 46.207 | 5.2561 | 6.2345 | 5.937 | 101.9002 | 38.4642 | 48.6217 | 5.2929 | 6.2751 | 5.9421 | 104.596 | 38.666 | 51.8036 | 5.3302 | 6.3164 | 5.9473 | 108.0635 | 38.8711 | 54.0553 | 5.368 | 6.3583 | 5.9526 | 110.6053 |  | 72.9166 | 6.2666 | 77.345 | 5.4616 | 74.6384 | 7.5731 | 72.5527 | 5.2874 | 72.4206 | 7.0584 | 369.8732 | 31.647
10 | Third party services |  | £m | 3 | 0.10201 | 0 | 0 | 0 | 0 | 0.10201 | 0.10201 | 0 | 0 | 0 | 0 | 0.10201 | 0.10201 | 0 | 0 | 0 | 0 | 0.10201 | 0.10201 | 0 | 0 | 0 | 0 | 0.10201 | 0.10201 | 0 | 0 | 0 | 0 | 0.10201
11 | Total operating expenditure |  | £m | 3 | 38.1721 | 44.5305 | 5.2199 | 6.1945 | 5.9319 | 100.0489 | 38.3676 | 46.207 | 5.2561 | 6.2345 | 5.937 | 102.0022 | 38.5662 | 48.6217 | 5.2929 | 6.2751 | 5.9421 | 104.6981 | 38.768 | 51.8036 | 5.3302 | 6.3164 | 5.9473 | 108.1655 | 38.9731 | 54.0553 | 5.368 | 6.3583 | 5.9526 | 110.7073 |  | 0.48002
408.2049
B | Capital expenditure
12 | Maintaining the long term capability of the assets ~ infra |  | £m | 3 | 12.4913 | 0 | 0 | 0 | 0 | 12.4913 | 12.4913 | 0 | 0 | 0 | 0 | 12.4913 | 12.4913 | 0 | 0 | 0 | 0 | 12.4913 | 12.4913 | 0 | 0 | 0 | 0 | 12.4913 | 12.4913 | 0 | 0 | 0 | 0 | 12.4913
13 | Maintaining the long term capability of the assets ~ non~infra |  | £m | 3 | 3.6689 | 45.0866 | 0.12733 | 5.5322 | 0.60706 | 55.0221 | 9.066 | 44.1179 | 0.12733 | 4.7272 | 0.60706 | 58.6455 | 16.7223 | 33.755 | 0.12733 | 6.8387 | 0.60706 | 58.0504 | 10.0473 | 38.3443 | 0.12733 | 4.553 | 0.60706 | 53.6789 | 11.7675 | 36.4919 | 0.12733 | 6.324 | 0.60706 | 55.3179
14 | Other capital expenditure ~ infra |  | £m | 3 | 25.305 | 0.58031 | 0 | 0 | 0 | 25.8853 | 38.3231 | 1.0951 | 0 | 0 | 0 | 39.4181 | 20.9521 | 1.5006 | 0 | 0 | 0 | 22.4527 | 14.7395 | 2.7416 | 0 | 0 | 0 | 17.4811 | 14.7395 | 1.4767 | 0 | 0 | 0 | 16.2162
15 | Other capital expenditure ~ non~infra |  | £m | 3 | 28.8887 | 107.3428 | 0 | 0 | 0 | 136.2314 | 16.9835 | 74.0881 | 0 | 0 | 0 | 91.0716 | 15.9958 | 92.9985 | 0 | 0.62523 | 0 | 109.6195 | 18.0892 | 90.9368 | 0 | 1.042 | 0 | 110.068 | 14.317 | 80.939 | 0 | 2.5009 | 0 | 97.7569
16 | Infrastructure network reinforcement |  | £m | 3 | 3.5765 | 0 | 0 | 0 | 0 | 3.5765 | 7.076 | 0 | 0 | 0 | 0 | 7.076 | 2.5767 | 0 | 0 | 0 | 0 | 2.5767 | 1.0769 | 0 | 0 | 0 | 0 | 1.0769 | 1.0769 | 0 | 0 | 0 | 0 | 1.0769
17 | Total gross capital expenditure excluding third party services |  | £m | 3 | 73.9304 | 153.0097 | 0.12733 | 5.5322 | 0.60706 | 233.2067 | 83.9399 | 119.3011 | 0.12733 | 4.7272 | 0.60706 | 208.7025 | 68.7382 | 128.2541 | 0.12733 | 7.4639 | 0.60706 | 205.1906 | 56.4441 | 132.0227 | 0.12733 | 5.595 | 0.60706 | 194.7962 | 54.3923 | 118.9076 | 0.12733 | 8.8249 | 0.60706 | 182.8591
18 | Third party services |  | £m | 3 | 0 | 0 | 0 | 0 | 0 | 0 | 0 | 0 | 0 | 0 | 0 | 0 | 0 | 0 | 0 | 0 | 0 | 0 | 0 | 0 | 0 | 0 | 0 | 0 | 0 | 0 | 0 | 0 | 0 | 0
19 | Total gross capital expenditure |  | £m | 3 | 73.9304 | 153.0097 | 0.12733 | 5.5322 | 0.60706 | 233.2067 | 83.9399 | 119.3011 | 0.12733 | 4.7272 | 0.60706 | 208.7025 | 68.7382 | 128.2541 | 0.12733 | 7.4639 | 0.60706 | 205.1906 | 56.4441 | 132.0227 | 0.12733 | 5.595 | 0.60706 | 194.7962 | 54.3923 | 118.9076 | 0.12733 | 8.8249 | 0.60706 | 182.8591
C | Totex
20 | Grants and contributions ~ operating expenditure |  | £m | 3 | 0.09 | 0 | 0 | 0 | 0 | 0.09 | 0.09 | 0 | 0 | 0 | 0 | 0.09 | 0.09 | 0 | 0 | 0 | 0 | 0.09 | 0.09 | 0 | 0 | 0 | 0 | 0.09 | 0.09 | 0 | 0 | 0 | 0 | 0.09
21 | Grants and contributions ~ capital expenditure |  | £m | 3 | 9.0585 | 0 | 0 | 0 | 0 | 9.0585 | 9.0585 | 0 | 0 | 0 | 0 | 9.0585 | 9.0585 | 0 | 0 | 0 | 0 | 9.0585 | 9.0585 | 0 | 0 | 0 | 0 | 9.0585 | 9.0585 | 0 | 0 | 0 | 0 | 9.0585
22 | Totex |  | £m | 3 | 102.9541 | 197.5402 | 5.3472 | 11.7267 | 6.539 | 324.1071 | 113.1589 | 165.5081 | 5.3835 | 10.9616 | 6.5441 | 301.5562 | 98.1559 | 176.8758 | 5.4202 | 13.739 | 6.5492 | 300.7401 | 86.0636 | 183.8263 | 5.4575 | 11.9114 | 6.5544 | 293.8132 | 84.2168 | 172.9629 | 5.4953 | 15.1832 | 6.5597 | 284.4179
D | Cash expenditure
23 | Pension deficit recovery payments |  | £m | 3 | 2.074 | 3.082 | 0.77534 | 0.48459 | 0.15507 | 6.571 | 2.0805 | 3.0915 | 0.77808 | 0.4863 | 0.15562 | 6.592 | 2.0861 | 3.0999 | 0.77973 | 0.48733 | 0.15595 | 6.609 | 2.0941 | 3.1119 | 0.78301 | 0.48938 | 0.1566 | 6.635 | 2.099 | 3.119 | 0.78466 | 0.49041 | 0.15693 | 6.65
24 | Other cash items |  | £m | 3 | 0 | 0 | 0 | 0 | 0 | 0 | 0 | 0 | 0 | 0 | 0 | 0 | 0 | 0 | 0 | 0 | 0 | 0 | 0 | 0 | 0 | 0 | 0 | 0 | 0 | 0 | 0 | 0 | 0 | 0
25 | Totex including cash items |  | £m | 3 | 105.0281 | 200.6221 | 6.1226 | 12.2113 | 6.6941 | 330.6781 | 115.2394 | 168.5996 | 6.1616 | 11.4479 | 6.6997 | 308.1482 | 100.242 | 179.9757 | 6.2 | 14.2264 | 6.7051 | 307.3491 | 88.1578 | 186.9382 | 6.2405 | 12.4008 | 6.711 | 300.4482 | 86.3158 | 176.0819 | 6.28 | 15.6736 | 6.7166 | 291.0679
E | Atypical expenditure
26 | Exceptional pension credit |  | £m | 3 | 0 | 0 | 0 | 0 | 0 | 0 | 0 | 0 | 0 | 0 | 0 | 0 | 0 | 0 | 0 | 0 | 0 | 0 | 0 | 0 | 0 | 0 | 0 | 0 | 0 | 0 | 0 | 0 | 0 | 0
27 | Item 2 |  | £m | 3 | [5 empty] | 0 | [5 empty] | 0 | [5 empty] | 0 | [5 empty] | 0 | [5 empty] | 0
28 | Item 3 |  | £m | 3 | [5 empty] | 0 | [5 empty] | 0 | [5 empty] | 0 | [5 empty] | 0 | [5 empty] | 0
29 | Item 4 |  | £m | 3 | [5 empty] | 0 | [5 empty] | 0 | [5 empty] | 0 | [5 empty] | 0 | [5 empty] | 0
30 | Item 5 |  | £m | 3 | [5 empty] | 0 | [5 empty] | 0 | [5 empty] | 0 | [5 empty] | 0 | [5 empty] | 0
31 | Item 6 |  | £m | 3 | [5 empty] | 0 | [5 empty] | 0 | [5 empty] | 0 | [5 empty] | 0 | [5 empty] | 0
32 | Item 7 |  | £m | 3 | [5 empty] | 0 | [5 empty] | 0 | [5 empty] | 0 | [5 empty] | 0 | [5 empty] | 0
33 | Item 8 |  | £m | 3 | [5 empty] | 0 | [5 empty] | 0 | [5 empty] | 0 | [5 empty] | 0 | [5 empty] | 0
34 | Item 9 |  | £m | 3 | [5 empty] | 0 | [5 empty] | 0 | [5 empty] | 0 | [5 empty] | 0 | [5 empty] | 0
35 | Item 10 |  | £m | 3 | [5 empty] | 0 | [5 empty] | 0 | [5 empty] | 0 | [5 empty] | 0 | [5 empty] | 0
36 | Total atypical expenditure |  | £m | 3 | 0 | 0 | 0 | 0 | 0 | 0 | 0 | 0 | 0 | 0 | 0 | 0 | 0 | 0 | 0 | 0 | 0 | 0 | 0 | 0 | 0 | 0 | 0 | 0 | 0 | 0 | 0 | 0 | 0 | 0
F | Total expenditure
37 | Total expenditure |  | £m | 3 | 105.0281 | 200.6221 | 6.1226 | 12.2113 | 6.6941 | 330.6781 | 115.2394 | 168.5996 | 6.1616 | 11.4479 | 6.6997 | 308.1482 | 100.242 | 179.9757 | 6.2 | 14.2264 | 6.7051 | 307.3491 | 88.1578 | 186.9382 | 6.2405 | 12.4008 | 6.711 | 300.4482 | 86.3158 | 176.0819 | 6.28 | 15.6736 | 6.7166 | 291.0679
KEY
Input
Copy
Calculation
Pre populated
WWS1 guidance and line definitions
This table identifies totex by business unit and atypical expenditure and reflects table 8 of the 2017 Cost Assessment submission. It is also closely associated with pro forma 4E and 4K in the APR (as per RAG4). The expenditure in this table must exclude that associated with a dummy price control (Thames Tideway) which should be entered separately in Dmmy1. Forecasts of capital expenditure for 2020-25 in this table should include the company’s proposed transition expenditure in 2019-20 to ensure consistency with the 2020-25 totex forecasts in other tables in the business plan. Forecasts of capital expenditure in 2019-20 in this table should exclude the company’s proposed transition expenditure as this is reported separately in WWS10.
Line | Definition
Block A | 0
1 | All energy costs, including the climate change levy and the carbon reduction commitment. Any cost savings from power generated internally should be netted off these costs.
2 | Income received from sales which are external to the appointed business and which directly relate to the wastewater processes. It should be input as a negative number. This will include: Electricity sales from sources such as CHP to external parties. Electricity sales from back-up generators under the National Grid ‘STOR’. Bio-methane gas sales to the National Grid. Renewables Obligation Certificates (ROCs) and payments made under the non-domestic RHI and Feed-in Tariff schemes. Sludge and sludge products such as cake, granules etc. to external parties.
3 | Total cost of service charges by the Environment Agency or Canal and River Trust for discharge permits.
4 | Total payments for bulk imports. If a supply is a shared supply and is jointly owned, the costs associated with it should not be reported here but in the appropriate cost line.
5 | Infrastructure Renewals which are expensed rather than capitalised in statutory accounts
6 | Non Infrastructure Renewals which are expensed rather than capitalised in statutory accounts
7 | Any other operating costs
8 | The cost of local authority rates. This should include both the local authority rates and cumulo rates
9 | Total operating costs excluding third party services. Calculated as the sum of WWS1 lines 1 to 8.
10 | Operating expenditure for providing third party services. See appendix 1 of RAG 4
11 | Total operating expenditure for the wholesale business only within each business category. Calculated as the sum of WWS1 lines 9 and 10.
Block B | 0
12 | Capital expenditure on infrastructure assets excluding third party capex to maintain the long term capability of assets and to deliver base levels of service. Where projects have drivers both of enhancement and capital maintenance, companies should apply a method of proportional allocation to allocate costs between enhancement and capital maintenance.
13 | Capital expenditure on non-infrastructure assets excluding third party capex to maintain the long term capability of assets and to deliver base levels of service. Where projects have drivers both of enhancement and capital maintenance, companies should apply a method of proportional allocation to allocate costs between enhancement and capital maintenance.
14 | Any capital expenditure on infrastructure assets other than defined in WWS1 line 11 excluding third party capex.
15 | Any capital expenditure on non-infrastructure assets other than defined in WWS1 line 12 excluding third party capex.
16 | Infrastructure network reinforcement - a water or sewerage undertaker’s capital expenditure for the provision of new infrastructure network assets or enhanced capacity in existing infrastructure network assets such as water mains, tanks, service reservoirs, sewers and pumping stations, in consequence of new connections and/or new developments. This expenditure relates solely to network reinforcement works that are needed on a water or sewerage undertaker’s existing network assets beyond the nearest practicable point where the connection to the water or sewerage undertaker’s network has, or will been made. Capital expenditure in this line should be the same categories of expenditure that was used to calculate a water or sewerage undertaker's infrastructure charges.
17 | Total gross capital expenditure excluding third party services. Calculated as the sum of WWS1 lines 12 to 16.
18 | Capital expenditure for providing third party services.
19 | Total gross capital expenditure. Calculated as the sum of WWS1 lines 17 and 18.
Block C | 0
20 | Grants and contributions operating expenditure as reported in Table 4D/4E of RAG4. Input as a positive number. The sum of lines 20 and 21 will be equal to table App 28 line 29 for years 2015-2025
21 | Grants and contributions capital expenditure as reported in Table 4D/4E of RAG4. Input as a positive number. The sum of lines 20 and 21 will be equal to table App 28 line 29 for years 2015-2025
22 | Totex. Calculated as the sum of WWS1 lines 11 and 19 minus the sum of lines 20 and 21.
Block D | 0
23 | Actual pension deficit recovery payments including costs capitalised and any group recharges for pension deficit costs.
24 | Other cash items not including in the accounting charge.
25 | Totex including cash items. Calculated as the sum of WWS1 lines 22 to 24.
Block E | 0
26-35 | Please specify atypical items in the lines below. Atypical items are defined as unusual items outside ordinary activities. This would include items such as office moves and one-off reorganisations. For avoidance of doubt these items should not be included in lines 1-24 above
36 | Total atypical expenditure. Calculated as the sum of WWS1 lines 26 to 35.
Block F | 0
37 | Total expenditure. Calculated as the sum of WWS1 lines 25 and 36.

## DD Response WWS2
WWS2 - Wholesale wastewater capital and operating expenditure by purpose | [33 empty] | Wessex Water | Expenditure by price control | [11 empty] | PAYG rates
[5 empty] | 2020-21 | [5 empty] | 2021-22 | [5 empty] | 2022-23 | [5 empty] | 2023-24 | [5 empty] | 2024-25 | [5 empty] | 20-21 |  | 21-22 |  | 22-23 |  | 23-24 |  | 24-25 |  | AMP7 Total |  | 20-21 |  | 21-22 |  | 22-23 |  | 23-24 |  | 24-25 |  | AMP7 Total
[5 empty] | Sewage collection | Sewage treatment | Sludge |  |  | Total | Sewage collection | Sewage treatment | Sludge |  |  | Total | Sewage collection | Sewage treatment | Sludge |  |  | Total | Sewage collection | Sewage treatment | Sludge |  |  | Total | Sewage collection | Sewage treatment | Sludge |  |  | Total | Waste network + | Bio resoures | Waste network + | Bio resoures | Waste network + | Bio resoures | Waste network + | Bio resoures | Waste network + | Bio resoures | Waste network + | Bio resoures | Waste network + | Bio resoures | Waste network + | Bio resoures | Waste network + | Bio resoures | Waste network + | Bio resoures | Waste network + | Bio resoures | Waste network + | Bio resoures
Line description |  | Item reference | Units | DPs |  |  | Sludge transport | Sludge treatment | Sludge disposal |  |  |  | Sludge transport | Sludge treatment | Sludge disposal |  |  |  | Sludge transport | Sludge treatment | Sludge disposal |  |  |  | Sludge transport | Sludge treatment | Sludge disposal |  |  |  | Sludge transport | Sludge treatment | Sludge disposal
Price base |  |  |  |  | 2017-18 FYA (CPIH deflated) | [5 empty] | 2017-18 FYA (CPIH deflated) | [5 empty] | 2017-18 FYA (CPIH deflated) | [5 empty] | 2017-18 FYA (CPIH deflated) | [5 empty] | 2017-18 FYA (CPIH deflated)
A | Enhancement expenditure by purpose - capital
1 | First time sewerage (s101A) | See item | £m | 3 | 1.0558 | 0 | 0 | 0 | 0 | 1.0558 | 1.0558 | 0 | 0 | 0 | 0 | 1.0558 | 1.0558 | 0 | 0 | 0 | 0 | 1.0558 | 1.0558 | 0 | 0 | 0 | 0 | 1.0558 | 1.0558 | 0 | 0 | 0 | 0 | 1.0558 | 1.0558 | 0 | 1.0558 | 0 | 1.0558 | 0 | 1.0558 | 0 | 1.0558 | 0 | 5.2788 | 0 | 0.9425% | 0% | 0% | 0% | 0% | 0% | 0% | 0% | 0% | 0% | 0.1899% | 0%
2 | Sludge enhancement (quality) | references | £m | 3 | 0 | 0 | 0 | 0 | 0 | 0 | 0 | 0 | 0 | 0 | 0 | 0 | 0 | 0 | 0 | 0 | 0 | 0 | 0 | 0 | 0 | 0 | 0 | 0 | 0 | 0 | 0 | 0 | 0 | 0 | 0 | 0 | 0 | 0 | 0 | 0 | 0 | 0 | 0 | 0 | 0 | 0 | 0% | 0% | 0% | 0% | 0% | 0% | 0% | 0% | 0% | 0% | 0% | 0%
3 | Sludge enhancement (growth) | in columns | £m | 3 | 0 | 0 | 0 | 0 | 0 | 0 | 0 | 0 | 0 | 0 | 0 | 0 | 0 | 0 | 0 | 0 | 0 | 0 | 0 | 0 | 0 | 0 | 0 | 0 | 0 | 0 | 0 | 0 | 0 | 0 | 0 | 0 | 0 | 0 | 0 | 0 | 0 | 0 | 0 | 0 | 0 | 0 | 0% | 0% | 0% | 0% | 0% | 0% | 0% | 0% | 0% | 0% | 0% | 0%
4 | WINEP / NEP ~ Conservation drivers | BJ to BS | £m | 3 | 5.0677 | 0.42153 | 0 | 0 | 0 | 5.4892 | 0.10558 | 0.94746 | 0 | 0 | 0 | 1.053 | 0.10558 | 1.4586 | 0 | 0 | 0 | 1.5642 | 0.73904 | 2.7008 | 0 | 0 | 0 | 3.4399 | 1.0558 | 1.4701 | 0 | 0 | 0 | 2.5259 | 5.4892 | 0 | 1.053 | 0 | 1.5642 | 0 | 3.4399 | 0 | 2.5259 | 0 | 14.0722 | 0 | 0% | 0% | 0% | 0% | 0% | 0% | 0% | 0% | 0.8933% | 0% | 0.1615% | 0%
5 | WINEP / NEP ~ Eels Regulations (measures at outfalls) |  | £m | 3 | 0 | 0 | 0 | 0 | 0 | 0 | 0 | 0 | 0 | 0 | 0 | 0 | 0 | 0 | 0 | 0 | 0 | 0 | 0 | 0 | 0 | 0 | 0 | 0 | 0 | 0 | 0 | 0 | 0 | 0 | 0 | 0 | 0 | 0 | 0 | 0 | 0 | 0 | 0 | 0 | 0 | 0 | 0% | 0% | 0% | 0% | 0% | 0% | 0% | 0% | 0% | 0% | 0% | 0%
6 | WINEP / NEP ~ Event Duration Monitoring at intermittent discharges |  | £m | 3 | 3.3684 | 1.286 | 0 | 0 | 0 | 4.6544 | 1.3176 | 1.0485 | 0 | 0 | 0 | 2.3661 | 0.52535 | 0.11041 | 0 | 0 | 0 | 0.63576 | 0.47974 | 1.053 | 0 | 0 | 0 | 1.5328 | 0 | 0.98239 | 0 | 0 | 0 | 0.98239 | 4.6544 | 0 | 2.3661 | 0 | 0.63576 | 0 | 1.5328 | 0 | 0.98239 | 0 | 10.1714 | 0 | 1.859% | 0% | 4.914% | 0% | 22.51% | 0% | 13.62% | 0% | 23.97% | 0% | 8.513% | 0%
7 | WINEP / NEP ~ Flow monitoring at sewage treatment works |  | £m | 3 | 0 | 4.5833 | 0 | 0 | 0 | 4.5833 | 0 | 3.8067 | 0 | 0 | 0 | 3.8067 | 0 | 4.7537 | 0 | 0 | 0 | 4.7537 | 0 | 0.4373 | 0 | 0 | 0 | 0.4373 | 0 | 0.97437 | 0 | 0 | 0 | 0.97437 | 4.5833 | 0 | 3.8067 | 0 | 4.7537 | 0 | 0.4373 | 0 | 0.97437 | 0 | 14.5554 | 0 | 0.388% | 0% | 3.134% | 0% | 4.511% | 0% | 45.52% | 0% | 27.89% | 0% | 7.073% | 0%
8 | NEP ~ Monitoring of pass forward flows at CSOs |  | £m | 3 | 0 | 0 | 0 | 0 | 0 | 0 | 0 | 0 | 0 | 0 | 0 | 0 | 0 | 0 | 0 | 0 | 0 | 0 | 0 | 0 | 0 | 0 | 0 | 0 | 0 | 0 | 0 | 0 | 0 | 0 | 0 | 0 | 0 | 0 | 0 | 0 | 0 | 0 | 0 | 0 | 0 | 0 | 0% | 0% | 0% | 0% | 0% | 0% | 0% | 0% | 0% | 0% | 0% | 0%
9 | WINEP / NEP ~ Schemes to increase flow to full treatment |  | £m | 3 | 0 | 6.6541 | 0 | 0 | 0 | 6.6541 | 0 | 8.9275 | 0 | 0 | 0 | 8.9275 | 0 | 13.704 | 0 | 0 | 0 | 13.704 | 0 | 2.4522 | 0 | 0 | 0 | 2.4522 | 0 | 4.489 | 0 | 0 | 0 | 4.489 | 6.6541 | 0 | 8.9275 | 0 | 13.704 | 0 | 2.4522 | 0 | 4.489 | 0 | 36.2267 | 0 | 0% | 0% | 0.4% | 0% | 1.5% | 0% | 21.83% | 0% | 13.61% | 0% | 4.323% | 0%
10 | WINEP / NEP ~ Storage schemes at STWs to increase storm tank capacity |  | £m | 3 | 0 | 3.4039 | 0 | 0 | 0 | 3.4039 | 0 | 0.63341 | 0 | 0 | 0 | 0.63341 | 0 | 4.327 | 0 | 0 | 0 | 4.327 | 0 | 5.6822 | 0 | 0 | 0 | 5.6822 | 0 | 12.5622 | 0 | 0 | 0 | 12.5622 | 3.4039 | 0 | 0.63341 | 0 | 4.327 | 0 | 5.6822 | 0 | 12.5622 | 0 | 26.6086 | 0 | 0.2818% | 0% | 8.458% | 0% | 1.481% | 0% | 1.738% | 0% | 1.238% | 0% | 1.449% | 0%
11 | WINEP / NEP ~ Storage schemes in the network to reduce spill frequency at CSOs, etc |  | £m | 3 | 4.8414 | 0 | 0 | 0 | 0 | 4.8414 | 3.9337 | 0 | 0 | 0 | 0 | 3.9337 | 3.9354 | 0 | 0 | 0 | 0 | 3.9354 | 5.4805 | 0 | 0 | 0 | 0 | 5.4805 | 1.8714 | 0 | 0 | 0 | 0 | 1.8714 | 4.8414 | 0 | 3.9337 | 0 | 3.9354 | 0 | 5.4805 | 0 | 1.8714 | 0 | 20.0625 | 0 | 0.01388% | 0% | 0.1301% | 0% | 0.2796% | 0% | 0.2888% | 0% | 1.296% | 0% | 0.2847% | 0%
12 | WINEP / NEP ~ Chemicals removal schemes |  | £m | 3 | 0 | 2.4388 | 0 | 0 | 0 | 2.4388 | 0 | 4.0647 | 0 | 0 | 0 | 4.0647 | 0 | 9.7553 | 0 | 0 | 0 | 9.7553 | 0 | 0 | 0 | 0 | 0 | 0 | 0 | 0 | 0 | 0 | 0 | 0 | 2.4388 | 0 | 4.0647 | 0 | 9.7553 | 0 | 0 | 0 | 0 | 0 | 16.2588 | 0 | 0% | 0% | 0% | 0% | 5.987% | 0% | 100% | 0% | 100% | 0% | 17.6% | 0%
13 | WINEP / NEP ~ Chemicals monitoring / investigations / options appraisals |  | £m | 3 | 0.39537 | 2.6997 | 0 | 0 | 0 | 3.0951 | 0.078676 | 0.98316 | 0 | 0 | 0 | 1.0618 | 0 | 0.31856 | 0 | 0 | 0 | 0.31856 | 0 | 0.19566 | 0 | 0 | 0 | 0.19566 | 0 | 0.19566 | 0 | 0 | 0 | 0.19566 | 3.0951 | 0 | 1.0618 | 0 | 0.31856 | 0 | 0.19566 | 0 | 0.19566 | 0 | 4.8668 | 0 | 0% | 0% | 0% | 0% | 0% | 0% | 0% | 0% | 0% | 0% | 0% | 0%
14 | NEP ~ National phosphorus removal technology investigations |  | £m | 3 | 0 | 0 | 0 | 0 | 0 | 0 | 0 | 0 | 0 | 0 | 0 | 0 | 0 | 0 | 0 | 0 | 0 | 0 | 0 | 0 | 0 | 0 | 0 | 0 | 0 | 0 | 0 | 0 | 0 | 0 | 0 | 0 | 0 | 0 | 0 | 0 | 0 | 0 | 0 | 0 | 0 | 0 | 0% | 0% | 0% | 0% | 0% | 0% | 0% | 0% | 0% | 0% | 0% | 0%
15 | WINEP / NEP ~ Groundwater schemes |  | £m | 3 | 0 | 0 | 0 | 0 | 0 | 0 | 0 | 0 | 0 | 0 | 0 | 0 | 0 | 0 | 0 | 0 | 0 | 0 | 0 | 0 | 0 | 0 | 0 | 0 | 0 | 0 | 0 | 0 | 0 | 0 | 0 | 0 | 0 | 0 | 0 | 0 | 0 | 0 | 0 | 0 | 0 | 0 | 0% | 0% | 0% | 0% | 0% | 0% | 0% | 0% | 0% | 0% | 0% | 0%
16 | WINEP / NEP ~ Investigations |  | £m | 3 | 5.0928 | 6.3333 | 0 | 0 | 0 | 11.4261 | 1.425 | 2.6925 | 0 | 0 | 0 | 4.1175 | 0.67299 | 0.65277 | 0 | 0 | 0 | 1.3258 | 0 | 1.0315 | 0 | 0 | 0 | 1.0315 | 0 | 0.18996 | 0 | 0 | 0 | 0.18996 | 11.4261 | 0 | 4.1175 | 0 | 1.3258 | 0 | 1.0315 | 0 | 0.18996 | 0 | 18.0908 | 0 | 0% | 0% | 0.09971% | 0% | 1.851% | 0% | 2.366% | 0% | 26.52% | 0% | 0.6735% | 0%
17 | WINEP / NEP ~ Nutrients (N removal) |  | £m | 3 | 0 | 6.781 | 0 | 0 | 0 | 6.781 | 0 | 0 | 0 | 0 | 0 | 0 | 0 | 0 | 0 | 0 | 0 | 0 | 0 | 0 | 0 | 0 | 0 | 0 | 0 | 0 | 0 | 0 | 0 | 0 | 6.781 | 0 | 0 | 0 | 0 | 0 | 0 | 0 | 0 | 0 | 6.781 | 0 | 0% | 0% | 100% | 0% | 100% | 0% | 100% | 0% | 100% | 0% | 7.685% | 0%
18 | WINEP / NEP ~ Nutrients (P removal at activated sludge STWs) |  | £m | 3 | 0 | 9.6564 | 0 | 0 | 0 | 9.6564 | 0 | 6.6285 | 0 | 0 | 0 | 6.6285 | 0 | 8.7583 | 0 | 0.62523 | 0 | 9.3836 | 0 | 13.7436 | 0 | 1.042 | 0 | 14.7856 | 0 | 4.7522 | 0 | 2.5009 | 0 | 7.2531 | 9.6564 | 0 | 6.6285 | 0 | 8.7583 | 0.62523 | 13.7436 | 1.042 | 4.7522 | 2.5009 | 43.539 | 4.1682 | 0.806% | 0% | 2.147% | 0% | 3.855% | 0% | 3.563% | 0% | 16.98% | 1.813% | 4.506% | 1.096%
19 | WINEP / NEP ~ Nutrients (P removal at filter bed STWs) |  | £m | 3 | 0 | 27.3169 | 0 | 0 | 0 | 27.3169 | 0 | 26.4724 | 0 | 0 | 0 | 26.4724 | 0 | 24.9477 | 0 | 0 | 0 | 24.9477 | 0 | 19.7007 | 0 | 0 | 0 | 19.7007 | 0 | 5.4932 | 0 | 0 | 0 | 5.4932 | 27.3169 | 0 | 26.4724 | 0 | 24.9477 | 0 | 19.7007 | 0 | 5.4932 | 0 | 103.9309 | 0 | 0.587% | 0% | 1.818% | 0% | 4.205% | 0% | 9.073% | 0% | 31.18% | 0% | 5.63% | 0%
20 | WINEP / NEP ~ Reduction of sanitary parameters |  | £m | 3 | 0 | 4.9741 | 0 | 0 | 0 | 4.9741 | 0 | 2.7235 | 0 | 0 | 0 | 2.7235 | 0 | 5.9045 | 0 | 0 | 0 | 5.9045 | 0 | 13.0832 | 0 | 0 | 0 | 13.0832 | 0 | 5.9317 | 0 | 0 | 0 | 5.9317 | 4.9741 | 0 | 2.7235 | 0 | 5.9045 | 0 | 13.0832 | 0 | 5.9317 | 0 | 32.617 | 0 | 0% | 0% | 0% | 0% | 0% | 0% | 0.3251% | 0% | 4.855% | 0% | 1.048% | 0%
21 | WINEP / NEP ~ UV disinfection (or similar) |  | £m | 3 | 0 | 16.8336 | 0 | 0 | 0 | 16.8336 | 0 | 0 | 0 | 0 | 0 | 0 | 0 | 0 | 0 | 0 | 0 | 0 | 0 | 0 | 0 | 0 | 0 | 0 | 0 | 0 | 0 | 0 | 0 | 0 | 16.8336 | 0 | 0 | 0 | 0 | 0 | 0 | 0 | 0 | 0 | 16.8336 | 0 | 0.2665% | 0% | 100% | 0% | 100% | 0% | 100% | 0% | 100% | 0% | 9.102% | 0%
22 | NEP ~ Discharge relocation |  | £m | 3 | 0 | 0 | 0 | 0 | 0 | 0 | 0 | 0 | 0 | 0 | 0 | 0 | 0 | 0 | 0 | 0 | 0 | 0 | 0 | 0 | 0 | 0 | 0 | 0 | 0 | 0 | 0 | 0 | 0 | 0 | 0 | 0 | 0 | 0 | 0 | 0 | 0 | 0 | 0 | 0 | 0 | 0 | 0% | 0% | 0% | 0% | 0% | 0% | 0% | 0% | 0% | 0% | 0% | 0%
23 | NEP ~ Flow 1 schemes |  | £m | 3 | 0 | 0 | 0 | 0 | 0 | 0 | 0 | 0 | 0 | 0 | 0 | 0 | 0 | 0 | 0 | 0 | 0 | 0 | 0 | 0 | 0 | 0 | 0 | 0 | 0 | 0 | 0 | 0 | 0 | 0 | 0 | 0 | 0 | 0 | 0 | 0 | 0 | 0 | 0 | 0 | 0 | 0 | 0% | 0% | 0% | 0% | 0% | 0% | 0% | 0% | 0% | 0% | 0% | 0%
24 | Odour |  | £m | 3 | 0 | 0 | 0 | 0 | 0 | 0 | 0 | 0 | 0 | 0 | 0 | 0 | 0 | 0 | 0 | 0 | 0 | 0 | 0 | 0 | 0 | 0 | 0 | 0 | 0 | 0 | 0 | 0 | 0 | 0 | 0 | 0 | 0 | 0 | 0 | 0 | 0 | 0 | 0 | 0 | 0 | 0 | 0% | 0% | 0% | 0% | 0% | 0% | 0% | 0% | 0% | 0% | 0% | 0%
25 | New development and growth |  | £m | 3 | 7.7679 | 0 | 0 | 0 | 0 | 7.7679 | 7.7679 | 0 | 0 | 0 | 0 | 7.7679 | 7.7679 | 0 | 0 | 0 | 0 | 7.7679 | 7.7679 | 0 | 0 | 0 | 0 | 7.7679 | 7.7679 | 0 | 0 | 0 | 0 | 7.7679 | 7.7679 | 0 | 7.7679 | 0 | 7.7679 | 0 | 7.7679 | 0 | 7.7679 | 0 | 38.8394 | 0 | 9.458% | 0% | 8.267% | 0% | 8.267% | 0% | 8.267% | 0% | 8.267% | 0% | 8.507% | 0%
26 | Growth at sewage treatment works (excluding sludge treatment) |  | £m | 3 | 0 | 5.968 | 0 | 0 | 0 | 5.968 | 0 | 8.1711 | 0 | 0 | 0 | 8.1711 | 0 | 11.9394 | 0 | 0 | 0 | 11.9394 | 0 | 18.1976 | 0 | 0 | 0 | 18.1976 | 0 | 13.4221 | 0 | 0 | 0 | 13.4221 | 5.968 | 0 | 8.1711 | 0 | 11.9394 | 0 | 18.1976 | 0 | 13.4221 | 0 | 57.6981 | 0 | 5.818% | 0% | 0.7614% | 0% | 1.359% | 0% | 1.753% | 0% | 3.605% | 0% | 2.406% | 0%
27 | Resilience |  | £m | 3 | 0 | 0 | 0 | 0 | 0 | 0 | 0 | 0 | 0 | 0 | 0 | 0 | 0 | 0.13197 | 0 | 0 | 0 | 0.13197 | 0 | 0.65986 | 0 | 0 | 0 | 0.65986 | 0 | 1.8476 | 0 | 0 | 0 | 1.8476 | 0 | 0 | 0 | 0 | 0.13197 | 0 | 0.65986 | 0 | 1.8476 | 0 | 2.6394 | 0 | 0% | 0% | 0% | 0% | 0% | 0% | 0% | 0% | 0% | 0% | 0% | 0%
28 | SEMD |  | £m | 3 | 0 | 0 | 0 | 0 | 0 | 0 | 0 | 0 | 0 | 0 | 0 | 0 | 0 | 0 | 0 | 0 | 0 | 0 | 0 | 0 | 0 | 0 | 0 | 0 | 0 | 0 | 0 | 0 | 0 | 0 | 0 | 0 | 0 | 0 | 0 | 0 | 0 | 0 | 0 | 0 | 0 | 0 | 0% | 0% | 0% | 0% | 0% | 0% | 0% | 0% | 0% | 0% | 0% | 0%
29 | Non-SEMD related security enhancement |  | £m | 3 | 0 | 0 | 0 | 0 | 0 | 0 | 0 | 0 | 0 | 0 | 0 | 0 | 0 | 0 | 0 | 0 | 0 | 0 | 0 | 0 | 0 | 0 | 0 | 0 | 0 | 0 | 0 | 0 | 0 | 0 | 0 | 0 | 0 | 0 | 0 | 0 | 0 | 0 | 0 | 0 | 0 | 0 | 0% | 0% | 0% | 0% | 0% | 0% | 0% | 0% | 0% | 0% | 0% | 0%
30 | Reduce flooding risk for properties |  | £m | 3 | 15.7149 | 0 | 0 | 0 | 0 | 15.7149 | 15.7149 | 0 | 0 | 0 | 0 | 15.7149 | 15.7149 | 0 | 0 | 0 | 0 | 15.7149 | 15.7149 | 0 | 0 | 0 | 0 | 15.7149 | 15.7149 | 0 | 0 | 0 | 0 | 15.7149 | 15.7149 | 0 | 15.7149 | 0 | 15.7149 | 0 | 15.7149 | 0 | 15.7149 | 0 | 78.5746 | 0 | 8.064% | 0% | 7.127% | 0% | 7.127% | 0% | 7.127% | 0% | 7.127% | 0% | 7.316% | 0%
31 | Transferred private sewers and pumping stations |  | £m | 3 | 0 | 0 | 0 | 0 | 0 | 0 | 0 | 0 | 0 | 0 | 0 | 0 | 0 | 0 | 0 | 0 | 0 | 0 | 0 | 0 | 0 | 0 | 0 | 0 | 0 | 0 | 0 | 0 | 0 | 0 | 0 | 0 | 0 | 0 | 0 | 0 | 0 | 0 | 0 | 0 | 0 | 0 | 0% | 0% | 0% | 0% | 0% | 0% | 0% | 0% | 0% | 0% | 0% | 0%
32 | North Bristol Strategic Sewers |  | £m | 3 | 11.7982 | 0 | 0 | 0 | 0 | 11.7982 | 28.3157 | 0 | 0 | 0 | 0 | 28.3157 | 7.0789 | 0 | 0 | 0 | 0 | 7.0789 | 0 | 0 | 0 | 0 | 0 | 0 | 0 | 0 | 0 | 0 | 0 | 0 | 11.7982 | 0 | 28.3157 | 0 | 7.0789 | 0 | 0 | 0 | 0 | 0 | 47.1929 | 0 | 0% | 0% | 0% | 0% | 0% | 0% | 0% | 0% | 0% | 0% | 0% | 0%
33 | Partnership working |  | £m | 3 | 0 | 0.55956 | 0 | 0 | 0 | 0.55956 | 0 | 0.55956 | 0 | 0 | 0 | 0.55956 | 0 | 0.40119 | 0 | 0 | 0 | 0.40119 | 0 | 0.40119 | 0 | 0 | 0 | 0.40119 | 0 | 0.40119 | 0 | 0 | 0 | 0.40119 | 0.55956 | 0 | 0.55956 | 0 | 0.40119 | 0 | 0.40119 | 0 | 0.40119 | 0 | 2.3227 | 0 | 0% | 0% | 0% | 0% | 0% | 0% | 0% | 0% | 0% | 0% | 0% | 0%
34 | Pollution Reduction Strategy |  | £m | 3 | 2.6677 | 0 | 0 | 0 | 0 | 2.6677 | 2.6677 | 0 | 0 | 0 | 0 | 2.6677 | 2.6677 | 0 | 0 | 0 | 0 | 2.6677 | 2.6677 | 0 | 0 | 0 | 0 | 2.6677 | 2.6677 | 0 | 0 | 0 | 0 | 2.6677 | 2.6677 | 0 | 2.6677 | 0 | 2.6677 | 0 | 2.6677 | 0 | 2.6677 | 0 | 13.3386 | 0 | 14.65% | 0% | 14.65% | 0% | 14.65% | 0% | 14.65% | 0% | 14.65% | 0% | 14.65% | 0%
35 | WINEP / NEP ~ Catchment Nutrient Balancing |  | £m | 3 | 0 | 8.0131 | 0 | 0 | 0 | 8.0131 | 0 | 5.7236 | 0 | 0 | 0 | 5.7236 | 0 | 3.4342 | 0 | 0 | 0 | 3.4342 | 0 | 3.4342 | 0 | 0 | 0 | 3.4342 | 0 | 2.2894 | 0 | 0 | 0 | 2.2894 | 8.0131 | 0 | 5.7236 | 0 | 3.4342 | 0 | 3.4342 | 0 | 2.2894 | 0 | 22.8945 | 0 | 0% | 0% | 0% | 0% | 0% | 0% | 0% | 0% | 0% | 0% | 0% | 0%
36 | Bristol (Avonmouth) STW FFT & Growth |  | £m | 3 | 0 | 0 | 0 | 0 | 0 | 0 | 0 | 1.8006 | 0 | 0 | 0 | 1.8006 | 0 | 3.9016 | 0 | 0 | 0 | 3.9016 | 0 | 10.9054 | 0 | 0 | 0 | 10.9054 | 0 | 27.4145 | 0 | 0 | 0 | 27.4145 | 0 | 0 | 1.8006 | 0 | 3.9016 | 0 | 10.9054 | 0 | 27.4145 | 0 | 44.022 | 0 | 0% | 0% | 0% | 0% | 0% | 0% | 0% | 0% | 0.4643% | 0% | 0.2897% | 0%
37 | Capital expenditure purpose ~ WASTEWATER additional line 6 [Other categories] |  | £m | 3 | 0 | 0 | 0 | 0 | 0 | 0 | 0 | 0 | 0 | 0 | 0 | 0 | 0 | 0 | 0 | 0 | 0 | 0 | 0 | 0 | 0 | 0 | 0 | 0 | 0 | 0 | 0 | 0 | 0 | 0 | 0 | 0 | 0 | 0 | 0 | 0 | 0 | 0 | 0 | 0 | 0 | 0 | 0% | 0% | 0% | 0% | 0% | 0% | 0% | 0% | 0% | 0% | 0% | 0%
38 | Capital expenditure purpose ~ WASTEWATER additional line 7 [Other categories] |  | £m | 3 | 0 | 0 | 0 | 0 | 0 | 0 | 0 | 0 | 0 | 0 | 0 | 0 | 0 | 0 | 0 | 0 | 0 | 0 | 0 | 0 | 0 | 0 | 0 | 0 | 0 | 0 | 0 | 0 | 0 | 0 | 0 | 0 | 0 | 0 | 0 | 0 | 0 | 0 | 0 | 0 | 0 | 0 | 0% | 0% | 0% | 0% | 0% | 0% | 0% | 0% | 0% | 0% | 0% | 0%
39 | Capital expenditure purpose ~ WASTEWATER additional line 8 [Other categories] |  | £m | 3 | 0 | 0 | 0 | 0 | 0 | 0 | 0 | 0 | 0 | 0 | 0 | 0 | 0 | 0 | 0 | 0 | 0 | 0 | 0 | 0 | 0 | 0 | 0 | 0 | 0 | 0 | 0 | 0 | 0 | 0 | 0 | 0 | 0 | 0 | 0 | 0 | 0 | 0 | 0 | 0 | 0 | 0 | 0% | 0% | 0% | 0% | 0% | 0% | 0% | 0% | 0% | 0% | 0% | 0%
40 | Capital expenditure purpose ~ WASTEWATER additional line 9 [Other categories] |  | £m | 3 | 0 | 0 | 0 | 0 | 0 | 0 | 0 | 0 | 0 | 0 | 0 | 0 | 0 | 0 | 0 | 0 | 0 | 0 | 0 | 0 | 0 | 0 | 0 | 0 | 0 | 0 | 0 | 0 | 0 | 0 | 0 | 0 | 0 | 0 | 0 | 0 | 0 | 0 | 0 | 0 | 0 | 0 | 0% | 0% | 0% | 0% | 0% | 0% | 0% | 0% | 0% | 0% | 0% | 0%
41 | Capital expenditure purpose ~ WASTEWATER additional line 10 [Other categories] |  | £m | 3 | 0 | 0 | 0 | 0 | 0 | 0 | 0 | 0 | 0 | 0 | 0 | 0 | 0 | 0 | 0 | 0 | 0 | 0 | 0 | 0 | 0 | 0 | 0 | 0 | 0 | 0 | 0 | 0 | 0 | 0 | 0 | 0 | 0 | 0 | 0 | 0 | 0 | 0 | 0 | 0 | 0 | 0 | 0% | 0% | 0% | 0% | 0% | 0% | 0% | 0% | 0% | 0% | 0% | 0%
42 | Capital expenditure purpose ~ WASTEWATER additional line 11 [Other categories] |  | £m | 3 | 0 | 0 | 0 | 0 | 0 | 0 | 0 | 0 | 0 | 0 | 0 | 0 | 0 | 0 | 0 | 0 | 0 | 0 | 0 | 0 | 0 | 0 | 0 | 0 | 0 | 0 | 0 | 0 | 0 | 0 | 0 | 0 | 0 | 0 | 0 | 0 | 0 | 0 | 0 | 0 | 0 | 0 | 0% | 0% | 0% | 0% | 0% | 0% | 0% | 0% | 0% | 0% | 0% | 0%
43 | Capital expenditure purpose ~ WASTEWATER additional line 12 [Other categories] |  | £m | 3 | 0 | 0 | 0 | 0 | 0 | 0 | 0 | 0 | 0 | 0 | 0 | 0 | 0 | 0 | 0 | 0 | 0 | 0 | 0 | 0 | 0 | 0 | 0 | 0 | 0 | 0 | 0 | 0 | 0 | 0 | 0 | 0 | 0 | 0 | 0 | 0 | 0 | 0 | 0 | 0 | 0 | 0 | 0% | 0% | 0% | 0% | 0% | 0% | 0% | 0% | 0% | 0% | 0% | 0%
44 | Capital expenditure purpose ~ WASTEWATER additional line 13 [Other categories] |  | £m | 3 | 0 | 0 | 0 | 0 | 0 | 0 | 0 | 0 | 0 | 0 | 0 | 0 | 0 | 0 | 0 | 0 | 0 | 0 | 0 | 0 | 0 | 0 | 0 | 0 | 0 | 0 | 0 | 0 | 0 | 0 | 0 | 0 | 0 | 0 | 0 | 0 | 0 | 0 | 0 | 0 | 0 | 0 | 0% | 0% | 0% | 0% | 0% | 0% | 0% | 0% | 0% | 0% | 0% | 0%
45 | Capital expenditure purpose ~ WASTEWATER additional line 14 [Other categories] |  | £m | 3 | 0 | 0 | 0 | 0 | 0 | 0 | 0 | 0 | 0 | 0 | 0 | 0 | 0 | 0 | 0 | 0 | 0 | 0 | 0 | 0 | 0 | 0 | 0 | 0 | 0 | 0 | 0 | 0 | 0 | 0 | 0 | 0 | 0 | 0 | 0 | 0 | 0 | 0 | 0 | 0 | 0 | 0 | 0% | 0% | 0% | 0% | 0% | 0% | 0% | 0% | 0% | 0% | 0% | 0%
46 | Capital expenditure purpose ~ WASTEWATER additional line 15 [Other categories] |  | £m | 3 | 0 | 0 | 0 | 0 | 0 | 0 | 0 | 0 | 0 | 0 | 0 | 0 | 0 | 0 | 0 | 0 | 0 | 0 | 0 | 0 | 0 | 0 | 0 | 0 | 0 | 0 | 0 | 0 | 0 | 0 | 0 | 0 | 0 | 0 | 0 | 0 | 0 | 0 | 0 | 0 | 0 | 0 | 0% | 0% | 0% | 0% | 0% | 0% | 0% | 0% | 0% | 0% | 0% | 0%
47 | Total wastewater enhancement capital expenditure |  | £m | 3 | 57.7702 | 107.9231 | 0 | 0 | 0 | 165.6933 | 62.3826 | 75.1831 | 0 | 0 | 0 | 137.5657 | 39.5246 | 94.4991 | 0 | 0.62523 | 0 | 134.6489 | 33.9056 | 93.6784 | 0 | 1.042 | 0 | 128.626 | 30.1334 | 82.4156 | 0 | 2.5009 | 0 | 115.05 | [12 empty] | 100% | 0% | 100% | 0% | 100% | 0% | 100% | 0% | 100% | 100% | 100% | 100%
B | Enhancement expenditure by purpose - operating
48 | First time sewerage (s101A) | See item | £m | 3 | 0.010045 | 0 | 0 | 0 | 0 | 0.010045 | 0 | 0 | 0 | 0 | 0 | 0 | 0 | 0 | 0 | 0 | 0 | 0 | 0 | 0 | 0 | 0 | 0 | 0 | 0 | 0 | 0 | 0 | 0 | 0 | 0.010045 | 0 | 0 | 0 | 0 | 0 | 0 | 0 | 0 | 0 | 0.010045 | 0
49 | Sludge enhancement (quality) | references | £m | 3 | 0 | 0 | 0 | 0 | 0 | 0 | 0 | 0 | 0 | 0 | 0 | 0 | 0 | 0 | 0 | 0 | 0 | 0 | 0 | 0 | 0 | 0 | 0 | 0 | 0 | 0 | 0 | 0 | 0 | 0 | 0 | 0 | 0 | 0 | 0 | 0 | 0 | 0 | 0 | 0 | 0 | 0
50 | Sludge enhancement (growth) | in columns | £m | 3 | 0 | 0 | 0 | 0 | 0 | 0 | 0 | 0 | 0 | 0 | 0 | 0 | 0 | 0 | 0 | 0 | 0 | 0 | 0 | 0 | 0 | 0 | 0 | 0 | 0 | 0 | 0 | 0 | 0 | 0 | 0 | 0 | 0 | 0 | 0 | 0 | 0 | 0 | 0 | 0 | 0 | 0
51 | WINEP / NEP ~ Conservation drivers | BJ to BS | £m | 3 | 0 | 0 | 0 | 0 | 0 | 0 | 0 | 0 | 0 | 0 | 0 | 0 | 0 | 0 | 0 | 0 | 0 | 0 | 0 | 0 | 0 | 0 | 0 | 0 | 0.0009863 | 0.021781 | 0 | 0 | 0 | 0.022767 | 0 | 0 | 0 | 0 | 0 | 0 | 0 | 0 | 0.022767 | 0 | 0.022767 | 0
52 | WINEP / NEP ~ Eels Regulations (measures at outfalls) |  | £m | 3 | 0 | 0 | 0 | 0 | 0 | 0 | 0 | 0 | 0 | 0 | 0 | 0 | 0 | 0 | 0 | 0 | 0 | 0 | 0 | 0 | 0 | 0 | 0 | 0 | 0 | 0 | 0 | 0 | 0 | 0 | 0 | 0 | 0 | 0 | 0 | 0 | 0 | 0 | 0 | 0 | 0 | 0
53 | WINEP / NEP ~ Event Duration Monitoring at intermittent discharges |  | £m | 3 | 0.086219 | 0.0019381 | 0 | 0 | 0 | 0.088157 | 0.10822 | 0.014065 | 0 | 0 | 0 | 0.12228 | 0.15822 | 0.026463 | 0 | 0 | 0 | 0.18468 | 0.20822 | 0.033381 | 0 | 0 | 0 | 0.2416 | 0.26003 | 0.049691 | 0 | 0 | 0 | 0.30972 | 0.088157 | 0 | 0.12228 | 0 | 0.18468 | 0 | 0.2416 | 0 | 0.30972 | 0 | 0.94644 | 0
54 | WINEP / NEP ~ Flow monitoring at sewage treatment works |  | £m | 3 | 0 | 0.017852 | 0 | 0 | 0 | 0.017852 | 0 | 0.12315 | 0 | 0 | 0 | 0.12315 | 0 | 0.22459 | 0 | 0 | 0 | 0.22459 | 0 | 0.36537 | 0 | 0 | 0 | 0.36537 | 0 | 0.37685 | 0 | 0 | 0 | 0.37685 | 0.017852 | 0 | 0.12315 | 0 | 0.22459 | 0 | 0.36537 | 0 | 0.37685 | 0 | 1.1078 | 0
55 | NEP ~ Monitoring of pass forward flows at CSOs |  | £m | 3 | 0 | 0 | 0 | 0 | 0 | 0 | 0 | 0 | 0 | 0 | 0 | 0 | 0 | 0 | 0 | 0 | 0 | 0 | 0 | 0 | 0 | 0 | 0 | 0 | 0 | 0 | 0 | 0 | 0 | 0 | 0 | 0 | 0 | 0 | 0 | 0 | 0 | 0 | 0 | 0 | 0 | 0
56 | WINEP / NEP ~ Schemes to increase flow to full treatment |  | £m | 3 | 0 | 0 | 0 | 0 | 0 | 0 | 0 | 0.035856 | 0 | 0 | 0 | 0.035856 | 0 | 0.2087 | 0 | 0 | 0 | 0.2087 | 0 | 0.685 | 0 | 0 | 0 | 0.685 | 0 | 0.70714 | 0 | 0 | 0 | 0.70714 | 0 | 0 | 0.035856 | 0 | 0.2087 | 0 | 0.685 | 0 | 0.70714 | 0 | 1.6367 | 0
57 | WINEP / NEP ~ Storage schemes at STWs to increase storm tank capacity |  | £m | 3 | 0 | 0.0096197 | 0 | 0 | 0 | 0.0096197 | 0 | 0.05852 | 0 | 0 | 0 | 0.05852 | 0 | 0.065053 | 0 | 0 | 0 | 0.065053 | 0 | 0.10052 | 0 | 0 | 0 | 0.10052 | 0 | 0.15749 | 0 | 0 | 0 | 0.15749 | 0.0096197 | 0 | 0.05852 | 0 | 0.065053 | 0 | 0.10052 | 0 | 0.15749 | 0 | 0.39121 | 0
58 | WINEP / NEP ~ Storage schemes in the network to reduce spill frequency at CSOs, etc |  | £m | 3 | 0.00067184 | 0 | 0 | 0 | 0 | 0.00067184 | 0.0051235 | 0 | 0 | 0 | 0 | 0.0051235 | 0.011036 | 0 | 0 | 0 | 0 | 0.011036 | 0.015871 | 0 | 0 | 0 | 0 | 0.015871 | 0.024578 | 0 | 0 | 0 | 0 | 0.024578 | 0.00067184 | 0 | 0.0051235 | 0 | 0.011036 | 0 | 0.015871 | 0 | 0.024578 | 0 | 0.05728 | 0
59 | WINEP / NEP ~ Chemicals removal schemes |  | £m | 3 | 0 | 0 | 0 | 0 | 0 | 0 | 0 | 0 | 0 | 0 | 0 | 0 | 0 | 0.62119 | 0 | 0 | 0 | 0.62119 | 0 | 1.426 | 0 | 0 | 0 | 1.426 | 0 | 1.426 | 0 | 0 | 0 | 1.426 | 0 | 0 | 0 | 0 | 0.62119 | 0 | 1.426 | 0 | 1.426 | 0 | 3.4732 | 0
60 | WINEP / NEP ~ Chemicals monitoring / investigations / options appraisals |  | £m | 3 | 0 | 0 | 0 | 0 | 0 | 0 | 0 | 0 | 0 | 0 | 0 | 0 | 0 | 0 | 0 | 0 | 0 | 0 | 0 | 0 | 0 | 0 | 0 | 0 | 0 | 0 | 0 | 0 | 0 | 0 | 0 | 0 | 0 | 0 | 0 | 0 | 0 | 0 | 0 | 0 | 0 | 0
61 | NEP ~ National phosphorus removal technology investigations |  | £m | 3 | 0 | 0 | 0 | 0 | 0 | 0 | 0 | 0 | 0 | 0 | 0 | 0 | 0 | 0 | 0 | 0 | 0 | 0 | 0 | 0 | 0 | 0 | 0 | 0 | 0 | 0 | 0 | 0 | 0 | 0 | 0 | 0 | 0 | 0 | 0 | 0 | 0 | 0 | 0 | 0 | 0 | 0
62 | WINEP / NEP ~ Groundwater schemes |  | £m | 3 | 0 | 0 | 0 | 0 | 0 | 0 | 0 | 0 | 0 | 0 | 0 | 0 | 0 | 0 | 0 | 0 | 0 | 0 | 0 | 0 | 0 | 0 | 0 | 0 | 0 | 0 | 0 | 0 | 0 | 0 | 0 | 0 | 0 | 0 | 0 | 0 | 0 | 0 | 0 | 0 | 0 | 0
63 | WINEP / NEP ~ Investigations |  | £m | 3 | 0 | 0 | 0 | 0 | 0 | 0 | 0 | 0.0041096 | 0 | 0 | 0 | 0.0041096 | 0 | 0.025 | 0 | 0 | 0 | 0.025 | 0 | 0.025 | 0 | 0 | 0 | 0.025 | 0 | 0.068562 | 0 | 0 | 0 | 0.068562 | 0 | 0 | 0.0041096 | 0 | 0.025 | 0 | 0.025 | 0 | 0.068562 | 0 | 0.12267 | 0
64 | WINEP / NEP ~ Nutrients (N removal) |  | £m | 3 | 0 | 0 | 0 | 0 | 0 | 0 | 0 | 0.071572 | 0 | 0 | 0 | 0.071572 | 0 | 0.1643 | 0 | 0 | 0 | 0.1643 | 0 | 0.1643 | 0 | 0 | 0 | 0.1643 | 0 | 0.1643 | 0 | 0 | 0 | 0.1643 | 0 | 0 | 0.071572 | 0 | 0.1643 | 0 | 0.1643 | 0 | 0.1643 | 0 | 0.56447 | 0
65 | WINEP / NEP ~ Nutrients (P removal at activated sludge STWs) |  | £m | 3 | 0 | 0.078466 | 0 | 0 | 0 | 0.078466 | 0 | 0.14541 | 0 | 0 | 0 | 0.14541 | 0 | 0.35113 | 0 | 0 | 0 | 0.35113 | 0 | 0.50778 | 0 | 0 | 0 | 0.50778 | 0 | 0.97167 | 0 | 0.046175 | 0 | 1.0178 | 0.078466 | 0 | 0.14541 | 0 | 0.35113 | 0 | 0.50778 | 0 | 0.97167 | 0.046175 | 2.0544 | 0.046175
66 | WINEP / NEP ~ Nutrients (P removal at filter bed STWs) |  | £m | 3 | 0 | 0.16129 | 0 | 0 | 0 | 0.16129 | 0 | 0.49005 | 0 | 0 | 0 | 0.49005 | 0 | 1.0951 | 0 | 0 | 0 | 1.0951 | 0 | 1.9658 | 0 | 0 | 0 | 1.9658 | 0 | 2.4884 | 0 | 0 | 0 | 2.4884 | 0.16129 | 0 | 0.49005 | 0 | 1.0951 | 0 | 1.9658 | 0 | 2.4884 | 0 | 6.2006 | 0
67 | WINEP / NEP ~ Reduction of sanitary parameters |  | £m | 3 | 0 | 0 | 0 | 0 | 0 | 0 | 0 | 0 | 0 | 0 | 0 | 0 | 0 | 0 | 0 | 0 | 0 | 0 | 0 | 0.042677 | 0 | 0 | 0 | 0.042677 | 0 | 0.30271 | 0 | 0 | 0 | 0.30271 | 0 | 0 | 0 | 0 | 0 | 0 | 0.042677 | 0 | 0.30271 | 0 | 0.34539 | 0
68 | WINEP / NEP ~ UV disinfection (or similar) |  | £m | 3 | 0 | 0.044975 | 0 | 0 | 0 | 0.044975 | 0 | 0.40125 | 0 | 0 | 0 | 0.40125 | 0 | 0.4131 | 0 | 0 | 0 | 0.4131 | 0 | 0.4131 | 0 | 0 | 0 | 0.4131 | 0 | 0.4131 | 0 | 0 | 0 | 0.4131 | 0.044975 | 0 | 0.40125 | 0 | 0.4131 | 0 | 0.4131 | 0 | 0.4131 | 0 | 1.6855 | 0
69 | NEP ~ Discharge relocation |  | £m | 3 | 0 | 0 | 0 | 0 | 0 | 0 | 0 | 0 | 0 | 0 | 0 | 0 | 0 | 0 | 0 | 0 | 0 | 0 | 0 | 0 | 0 | 0 | 0 | 0 | 0 | 0 | 0 | 0 | 0 | 0 | 0 | 0 | 0 | 0 | 0 | 0 | 0 | 0 | 0 | 0 | 0 | 0
70 | NEP ~ Flow 1 schemes |  | £m | 3 | 0 | 0 | 0 | 0 | 0 | 0 | 0 | 0 | 0 | 0 | 0 | 0 | 0 | 0 | 0 | 0 | 0 | 0 | 0 | 0 | 0 | 0 | 0 | 0 | 0 | 0 | 0 | 0 | 0 | 0 | 0 | 0 | 0 | 0 | 0 | 0 | 0 | 0 | 0 | 0 | 0 | 0
71 | Odour |  | £m | 3 | 0 | 0 | 0 | 0 | 0 | 0 | 0 | 0 | 0 | 0 | 0 | 0 | 0 | 0 | 0 | 0 | 0 | 0 | 0 | 0 | 0 | 0 | 0 | 0 | 0 | 0 | 0 | 0 | 0 | 0 | 0 | 0 | 0 | 0 | 0 | 0 | 0 | 0 | 0 | 0 | 0 | 0
72 | New development and growth |  | £m | 3 | 0.81147 | 0 | 0 | 0 | 0 | 0.81147 | 0.7 | 0 | 0 | 0 | 0 | 0.7 | 0.7 | 0 | 0 | 0 | 0 | 0.7 | 0.7 | 0 | 0 | 0 | 0 | 0.7 | 0.7 | 0 | 0 | 0 | 0 | 0.7 | 0.81147 | 0 | 0.7 | 0 | 0.7 | 0 | 0.7 | 0 | 0.7 | 0 | 3.6115 | 0
73 | Growth at sewage treatment works (excluding sludge treatment) |  | £m | 3 | 0 | 0.36865 | 0 | 0 | 0 | 0.36865 | 0 | 0.062693 | 0 | 0 | 0 | 0.062693 | 0 | 0.16451 | 0 | 0 | 0 | 0.16451 | 0 | 0.32472 | 0 | 0 | 0 | 0.32472 | 0 | 0.50198 | 0 | 0 | 0 | 0.50198 | 0.36865 | 0 | 0.062693 | 0 | 0.16451 | 0 | 0.32472 | 0 | 0.50198 | 0 | 1.4225 | 0
74 | Resilience |  | £m | 3 | 0 | 0 | 0 | 0 | 0 | 0 | 0 | 0 | 0 | 0 | 0 | 0 | 0 | 0 | 0 | 0 | 0 | 0 | 0 | 0 | 0 | 0 | 0 | 0 | 0 | 0 | 0 | 0 | 0 | 0 | 0 | 0 | 0 | 0 | 0 | 0 | 0 | 0 | 0 | 0 | 0 | 0
75 | SEMD |  | £m | 3 | 0 | 0 | 0 | 0 | 0 | 0 | 0 | 0 | 0 | 0 | 0 | 0 | 0 | 0 | 0 | 0 | 0 | 0 | 0 | 0 | 0 | 0 | 0 | 0 | 0 | 0 | 0 | 0 | 0 | 0 | 0 | 0 | 0 | 0 | 0 | 0 | 0 | 0 | 0 | 0 | 0 | 0
76 | Non-SEMD related security enhancement |  | £m | 3 | 0 | 0 | 0 | 0 | 0 | 0 | 0 | 0 | 0 | 0 | 0 | 0 | 0 | 0 | 0 | 0 | 0 | 0 | 0 | 0 | 0 | 0 | 0 | 0 | 0 | 0 | 0 | 0 | 0 | 0 | 0 | 0 | 0 | 0 | 0 | 0 | 0 | 0 | 0 | 0 | 0 | 0
77 | Reduce flooding risk for properties |  | £m | 3 | 1.3784 | 0 | 0 | 0 | 0 | 1.3784 | 1.206 | 0 | 0 | 0 | 0 | 1.206 | 1.206 | 0 | 0 | 0 | 0 | 1.206 | 1.206 | 0 | 0 | 0 | 0 | 1.206 | 1.206 | 0 | 0 | 0 | 0 | 1.206 | 1.3784 | 0 | 1.206 | 0 | 1.206 | 0 | 1.206 | 0 | 1.206 | 0 | 6.2024 | 0
78 | Transferred private sewers and pumping stations |  | £m | 3 | 0 | 0 | 0 | 0 | 0 | 0 | 0 | 0 | 0 | 0 | 0 | 0 | 0 | 0 | 0 | 0 | 0 | 0 | 0 | 0 | 0 | 0 | 0 | 0 | 0 | 0 | 0 | 0 | 0 | 0 | 0 | 0 | 0 | 0 | 0 | 0 | 0 | 0 | 0 | 0 | 0 | 0
79 | North Bristol Strategic Sewers |  | £m | 3 | 0 | 0 | 0 | 0 | 0 | 0 | 0 | 0 | 0 | 0 | 0 | 0 | 0 | 0 | 0 | 0 | 0 | 0 | 0 | 0 | 0 | 0 | 0 | 0 | 0 | 0 | 0 | 0 | 0 | 0 | 0 | 0 | 0 | 0 | 0 | 0 | 0 | 0 | 0 | 0 | 0 | 0
80 | Partnership working |  | £m | 3 | 0 | 0 | 0 | 0 | 0 | 0 | 0 | 0 | 0 | 0 | 0 | 0 | 0 | 0 | 0 | 0 | 0 | 0 | 0 | 0 | 0 | 0 | 0 | 0 | 0 | 0 | 0 | 0 | 0 | 0 | 0 | 0 | 0 | 0 | 0 | 0 | 0 | 0 | 0 | 0 | 0 | 0
81 | Pollution Reduction Strategy |  | £m | 3 | 0.458 | 0 | 0 | 0 | 0 | 0.458 | 0.458 | 0 | 0 | 0 | 0 | 0.458 | 0.458 | 0 | 0 | 0 | 0 | 0.458 | 0.458 | 0 | 0 | 0 | 0 | 0.458 | 0.458 | 0 | 0 | 0 | 0 | 0.458 | 0.458 | 0 | 0.458 | 0 | 0.458 | 0 | 0.458 | 0 | 0.458 | 0 | 2.29 | 0
82 | WINEP / NEP ~ Catchment Nutrient Balancing |  | £m | 3 | 0 | 0 | 0 | 0 | 0 | 0 | 0 | 0 | 0 | 0 | 0 | 0 | 0 | 0 | 0 | 0 | 0 | 0 | 0 | 0 | 0 | 0 | 0 | 0 | 0 | 0 | 0 | 0 | 0 | 0 | 0 | 0 | 0 | 0 | 0 | 0 | 0 | 0 | 0 | 0 | 0 | 0
83 | Bristol (Avonmouth) STW FFT & Growth |  | £m | 3 | 0 | 0 | 0 | 0 | 0 | 0 | 0 | 0 | 0 | 0 | 0 | 0 | 0 | 0 | 0 | 0 | 0 | 0 | 0 | 0 | 0 | 0 | 0 | 0 | 0 | 0.12789 | 0 | 0 | 0 | 0.12789 | 0 | 0 | 0 | 0 | 0 | 0 | 0 | 0 | 0.12789 | 0 | 0.12789 | 0
84 | Operating expenditure purpose ~ WASTEWATER additional line 6 [Other categories] |  | £m | 3 | 0 | 0 | 0 | 0 | 0 | 0 | 0 | 0 | 0 | 0 | 0 | 0 | 0 | 0 | 0 | 0 | 0 | 0 | 0 | 0 | 0 | 0 | 0 | 0 | 0 | 0 | 0 | 0 | 0 | 0 | 0 | 0 | 0 | 0 | 0 | 0 | 0 | 0 | 0 | 0 | 0 | 0
85 | Operating expenditure purpose ~ WASTEWATER additional line 7 [Other categories] |  | £m | 3 | 0 | 0 | 0 | 0 | 0 | 0 | 0 | 0 | 0 | 0 | 0 | 0 | 0 | 0 | 0 | 0 | 0 | 0 | 0 | 0 | 0 | 0 | 0 | 0 | 0 | 0 | 0 | 0 | 0 | 0 | 0 | 0 | 0 | 0 | 0 | 0 | 0 | 0 | 0 | 0 | 0 | 0
86 | Operating expenditure purpose ~ WASTEWATER additional line 8 [Other categories] |  | £m | 3 | 0 | 0 | 0 | 0 | 0 | 0 | 0 | 0 | 0 | 0 | 0 | 0 | 0 | 0 | 0 | 0 | 0 | 0 | 0 | 0 | 0 | 0 | 0 | 0 | 0 | 0 | 0 | 0 | 0 | 0 | 0 | 0 | 0 | 0 | 0 | 0 | 0 | 0 | 0 | 0 | 0 | 0
87 | Operating expenditure purpose ~ WASTEWATER additional line 9 [Other categories] |  | £m | 3 | 0 | 0 | 0 | 0 | 0 | 0 | 0 | 0 | 0 | 0 | 0 | 0 | 0 | 0 | 0 | 0 | 0 | 0 | 0 | 0 | 0 | 0 | 0 | 0 | 0 | 0 | 0 | 0 | 0 | 0 | 0 | 0 | 0 | 0 | 0 | 0 | 0 | 0 | 0 | 0 | 0 | 0
88 | Operating expenditure purpose ~ WASTEWATER additional line 10 [Other categories] |  | £m | 3 | 0 | 0 | 0 | 0 | 0 | 0 | 0 | 0 | 0 | 0 | 0 | 0 | 0 | 0 | 0 | 0 | 0 | 0 | 0 | 0 | 0 | 0 | 0 | 0 | 0 | 0 | 0 | 0 | 0 | 0 | 0 | 0 | 0 | 0 | 0 | 0 | 0 | 0 | 0 | 0 | 0 | 0
89 | Operating expenditure purpose ~ WASTEWATER additional line 11 [Other categories] |  | £m | 3 | 0 | 0 | 0 | 0 | 0 | 0 | 0 | 0 | 0 | 0 | 0 | 0 | 0 | 0 | 0 | 0 | 0 | 0 | 0 | 0 | 0 | 0 | 0 | 0 | 0 | 0 | 0 | 0 | 0 | 0 | 0 | 0 | 0 | 0 | 0 | 0 | 0 | 0 | 0 | 0 | 0 | 0
90 | Operating expenditure purpose ~ WASTEWATER additional line 12 [Other categories] |  | £m | 3 | 0 | 0 | 0 | 0 | 0 | 0 | 0 | 0 | 0 | 0 | 0 | 0 | 0 | 0 | 0 | 0 | 0 | 0 | 0 | 0 | 0 | 0 | 0 | 0 | 0 | 0 | 0 | 0 | 0 | 0 | 0 | 0 | 0 | 0 | 0 | 0 | 0 | 0 | 0 | 0 | 0 | 0
91 | Operating expenditure purpose ~ WASTEWATER additional line 13 [Other categories] |  | £m | 3 | 0 | 0 | 0 | 0 | 0 | 0 | 0 | 0 | 0 | 0 | 0 | 0 | 0 | 0 | 0 | 0 | 0 | 0 | 0 | 0 | 0 | 0 | 0 | 0 | 0 | 0 | 0 | 0 | 0 | 0 | 0 | 0 | 0 | 0 | 0 | 0 | 0 | 0 | 0 | 0 | 0 | 0
92 | Operating expenditure purpose ~ WASTEWATER additional line 14 [Other categories] |  | £m | 3 | 0 | 0 | 0 | 0 | 0 | 0 | 0 | 0 | 0 | 0 | 0 | 0 | 0 | 0 | 0 | 0 | 0 | 0 | 0 | 0 | 0 | 0 | 0 | 0 | 0 | 0 | 0 | 0 | 0 | 0 | 0 | 0 | 0 | 0 | 0 | 0 | 0 | 0 | 0 | 0 | 0 | 0
93 | Operating expenditure purpose ~ WASTEWATER additional line 15 [Other categories] |  | £m | 3 | 0 | 0 | 0 | 0 | 0 | 0 | 0 | 0 | 0 | 0 | 0 | 0 | 0 | 0 | 0 | 0 | 0 | 0 | 0 | 0 | 0 | 0 | 0 | 0 | 0 | 0 | 0 | 0 | 0 | 0 | 0 | 0 | 0 | 0 | 0 | 0 | 0 | 0 | 0 | 0 | 0 | 0
94 | Total wastewater enhancement operating expenditure |  | £m | 3 | 2.7448 | 0.68279 | 0 | 0 | 0 | 3.4276 | 2.4773 | 1.4067 | 0 | 0 | 0 | 3.884 | 2.5333 | 3.3591 | 0 | 0 | 0 | 5.8924 | 2.5881 | 6.0536 | 0 | 0 | 0 | 8.6417 | 2.6496 | 7.7775 | 0 | 0.046175 | 0 | 10.4733 | 3.4276 | 0 | 3.884 | 0 | 5.8924 | 0 | 8.6417 | 0 | 10.4271 | 0.046175 | 32.2729 | 0.046175
KEY
Input
Copy
Calculation
Pre populated
WWS2 guidance and line definitions
This table identifies enhancement expenditure and reflects table 9 of the 2017 Cost Assessment submission. One difference from table 9 is that this table does not collect historic data. References to AMP5 and AMP5 driver codes in the line definitions are therefore redundant but have been retained for simplicity. Where a quality enhancement scheme (or the proportionally allocated component of a quality enhancement scheme) has more than one cost driver, companies should allocate the expenditure attributable to the primary driver to the relevant line. Any net additional cost for meeting the requirements of any further drivers should be included in the (different) relevant line. The expenditure in this table must exclude that associated with a dummy price control (Thames Tideway) which should be entered separately in table Dmmy2. Forecasts of capital expenditure for 2020-25 in this table should include the company’s proposed transition expenditure in 2019-20 to ensure consistency with the 2020-25 totex forecasts in other tables in the business plan. Forecasts of capital expenditure in 2019-20 in this table should exclude the company’s proposed transition expenditure as this is reported separately in table WWS10.
Line | Definition
Block A | 0%
1 / 48 | Capital / operating expenditure for new and additional sewage treatment and sewerage assets for first time sewerage schemes to meet the duty under s101A of the Water Industry Act 1991. | 0 | 0 | 0
2 / 49 | Capital / operating expenditure on sludge treatment and disposal assets and associated biogas treatment for meeting new environmental obligations listed in the WINEP / NEP. This is for both infrastructure and non-infrastructure assets. | 0 | 0 | 0
3 / 50 | Capital / operating expenditure on sludge treatment and disposal assets and associated biogas treatment for providing new capacity for growth. This is for both infrastructure and non-infrastructure assets. | 0 | 0 | 0
4 / 51 | Capital / operating expenditure on the primary cost driver at quality enhancement schemes listed in the NEP (or WINEP) for AMP5, AMP6 or AMP7 where the objective of the primary driver is to meet the requirements of conservation drivers (the Habitats and Birds Directives, the CRoW Act, the NERC Act, the Marine and Coastal Access Act, invasive non-native species and the UK Biodiversity Action Plan) over and above that on schemes and investigations for which expenditure is required to be reported elsewhere in this table (principally WWS2 lines 16 to 20). | 0 | 0 | 0
5 / 52 | Capital / operating expenditure on quality enhancement schemes listed in the NEP (or WINEP) either to improve outfalls to prevent the entrainment of fish, provide eel or fish passes or take alternative measures to meet the requirements of the Eels Regulations or carry out investigations required to confirm the level of entrainment and/or the appropriate technical solution. For AMP7 these are the outputs required by the Environment Agency (or Natural Resources Wales) under driver codes EE_IMP and EE_INV. | 0 | 0 | 0
6 / 53 | Capital / operating expenditure on quality enhancement schemes listed in the NEP (or WINEP) for AMP5, AMP6 or AMP7 to provide event and duration monitoring of intermittent discharges. For AMP5 this is the Capital / operating expenditure to deliver the outputs included in the sewerage service quality enhancement schedule (Annex 4 – S) driven by the revised EU Bathing Water or Shellfish Waters Directives (driver codes rB5 and S8 respectively). For AMP6 these are the outputs required by the Environment Agency (or Natural Resources Wales) under driver codes rB5, S8, EDM1, EDM2 and EDMW. For AMP7 these are the outputs required by the Environment Agency (or Natural Resources Wales) under driver codes U_MON1, U_MON2, U_MON3, U_EDMW, SW_MON and BW_MON. | 0 | 0 | 0
7 / 54 | Capital / operating expenditure on quality enhancement schemes listed in the WINEP / NEP to provide flow monitoring at sewage treatment works (AMP6 driver code: Flow3, AMP7 driver codes: U_MON4, U_MON5). | 0 | 0 | 0
8 / 55 | Capital / operating expenditure on quality enhancement schemes listed in the NEP for AMP6 to provide monitoring of pass forward flows at CSOs (driver code Flow4). | 0 | 0 | 0
9 / 56 | Capital / operating expenditure on quality enhancement schemes listed in the WINEP / NEP to increase the flow the full treatment to 3PG+I+3E. Relevant Environment Agency driver code for AMP7 schemes is U_IMP5. | 0 | 0 | 0
10 / 57 | Capital / operating expenditure on quality enhancement schemes listed in the WINEP / NEP to increase the storm tank capacity to 68 l/hd or to 2 hours retention at max flow into the tanks. | 0 | 0 | 0
11 / 58 | Capital / operating expenditure on the primary cost driver of quality enhancement schemes listed in the NEP (or WINEP) for AMP5, AMP6 or AMP7 where the objective of the primary cost driver is to meet new or tightened spill frequency objectives at network assets, eg CSOs (whether or not there is an explicit spill frequency requirement) by the provision of new or additional storage volume. | 0 | 0 | 0
12 / 59 | Capital / operating expenditure on improvements listed in the NEP (or WINEP) as part of the national 'Pathway to good measures for chemicals' programme or to prevent deterioration in chemical status or to achieve standstill limits for chemicals. (Relevant Environment Agency driver codes for AMP7: WFD_IMP_CHEM, WFD_NDLS, some WFD_ND and potentially L_IMP and LWFD_IMP). | 0 | 0 | 0
13 / 60 | Capital / operating expenditure on monitoring, investigations, feasibility studies and improvements listed in the NEP (or WINEP) as part of the national Chemicals Investigation Programme (driver codes C1 - C3 in AMP5, C4 - C7 in AMP6 and WFD_INV_CHEM1-9 and WFD_MON_CHEM in AMP7). | 0 | 0 | 0
14 / 61 | Capital / operating expenditure on monitoring, investigations, feasibility studies and improvements listed in the NEP as part of the national AMP6 Phosphorus removal technology investigations programme (driver codes P1 - Px). | 0 | 0 | 0
15 / 62 | Capital / operating expenditure on the primary cost driver of quality enhancement schemes listed in the NEP (or WINEP) for AMP5, AMP6 or AMP7 where the objective of the primary cost driver is to meet one or more requirements of the EU Groundwater Directive. For AMP5 this is the capital / operating expenditure to deliver the outputs included in the sewerage service quality enhancement schedule (Annex 4 – S) associated with driver codes G1, G2 and G3. (Expenditure associated with driver code G4 should be included in table WWS2 line 16). For AMP6 it is the capital / operating expenditure associated with driver code G1. For AMP7 the relevant Environment Agency driver codes are WFDGW_ND_GWQ and WFDGW_IMP_GWQ. | 0 | 0 | 0
16 / 63 | Capital / operating expenditure on investigations listed in the NEP (or WINEP) for AMP5, AMP6 or AMP7 over and above that on investigations for which expenditure is required to be reported elsewhere in this table (principally WWS2 lines 13 and 14). | 0 | 0 | 0
17 / 64 | Capital / operating expenditure on the primary cost driver of quality enhancement schemes listed in the NEP (or WINEP) for AMP5, AMP6 or AMP7 where the objective of the primary cost driver is to meet new or tightened consent conditions for nitrogen. | 0 | 0 | 0
18 / 65 | Capital / operating expenditure on the primary cost driver of quality enhancement schemes listed in the NEP (or WINEP) for AMP5, AMP6 or AMP7 where the objective of the primary cost driver is to meet new or tightened consent conditions for phosphorus at an activated sludge STW. | 0 | 0 | 0
19 / 66 | Capital / operating expenditure on the primary cost driver of quality enhancement schemes listed in the NEP (or WINEP) for AMP5, AMP6 or AMP7 where the objective of the primary cost driver is to meet new or tightened consent conditions for phosphorus at a biological filter STW. | 0 | 0 | 0
20 / 67 | Capital / operating expenditure on the primary cost driver of quality enhancement schemes listed in the NEP (or WINEP) for AMP5, AMP6 or AMP7 where the objective of the primary cost driver is to meet new or tightened consent conditions for one or more of the sanitary parameters unless the objective is associated with a specific cost driver code for which there is a dedicated line elsewhere in this table (eg WFD_ND_GWQ (line 15/62) or Flow1 (line 23/70)). In such cases costs should be excluded from this line and entered in the line for the relevant cost driver code. | 0 | 0 | 0
21 / 68 | Capital / operating expenditure on the primary cost driver at quality enhancement schemes listed in the NEP (or WINEP) for AMP5, AMP6 or AMP7 where the objective of the primary cost driver is to meet new or tightened consent conditions for microbiological parameters to meet the requirements of the EU Shellfish Waters or revised Bathing Water Directives. Such schemes will typically involve UV disinfection but may involve alternative technologies eg membrane filtration. | 0 | 0 | 0
22 / 69 | Capital / operating expenditure on the primary cost driver at quality enhancement schemes listed in the NEP for AMP5 or AMP6 where the objective of the primary cost driver is to meet the requirements of the Habitats Directive or the CRoW Act (2000) by relocating the discharge to controlled waters. | 0 | 0 | 0
23 / 70 | Capital / operating expenditure on the primary cost driver of quality enhancement schemes listed in the NEP for AMP5 where the objective of the primary driver is to ensure no deterioration in the current classification of the receiving waters as a result of increased volumes of discharge (historic) - (driver code Flow1) | 0 | 0 | 0
24 / 71 | Capital / operating expenditure on schemes where the primary objective is to effect a step change improvement in odour control above base standards. | 0 | 0 | 0
25 / 72 | Capital / operating expenditure associated with the provision of new development and growth in sewerage services. Includes Capital / operating expenditure associated with the provision of local network assets for sewerage services to provide for new customers with no net deterioration of existing levels of service (new development) and Capital / operating expenditure associated with changes in sewage collected from new and existing customers whilst maintaining existing levels of service (growth). This should exclude Capital / operating expenditure for the purpose of reducing the risk to properties and external areas of flooding from sewers that should be reported in line 30, unless an increase in risk is clearly the result of new development. | 0 | 0 | 0
26 / 73 | Capital / operating expenditure associated with meeting or offsetting changes in demand from new and existing customers at sewage treatment works but excluding sludge treatment centres. Expenditure at sludge treatment centres should be reported in table WWS2 line 3. | 0 | 0 | 0
27 / 74 | Capital / operating expenditure to improve resilience. This relates to expenditure to manage the risk of failing to give consumers an appropriate level of service protection in the face of extreme events caused by hazards that are beyond their control. To include expenditure to meet new, more onerous requirements stemming from the National Flood Resilience Review. For AMP5 this is the Capital / operating expenditure to deliver the outputs included in the supplementary report for improving resilience (e.g. under driver code ESL6).
28 / 75 | Capital / operating expenditure to protect CNI and NI assets and on assessments of potential further improvements to comply with the Security and Emergency Measures Direction 1998 including associated Advice Notes, and including emergency response and resilience requirements. For AMP5 this is the Capital / operating expenditure to deliver the outputs included in the sewerage service quality enhancement schedule (Annex 4 - S) to comply with the SEMD (driver code SEMD).
29 / 76 | Capital / operating expenditure on schemes driven by other (ie non-SEMD) security requirements, for example to improve cyber security or to enhance the security of network and information systems.
30 / 77 | Capital / operating expenditure for the purpose of enhancing the public sewerage system to reduce the risk to properties and external areas of flooding from sewers. Exclude infrastructure renewals expenditure that should be reported in table WWS1 line 12 and expenditure associated with the provision of new sewers for new development and such other expenditure required in consequence of the new development that should be reported in table WWS2 line 25. | 0 | 0 | 0
31 / 78 | Capital / operating expenditure on infrastructure and non-infrastructure assets falling within the scope of the transfer of private gravity sewers and lateral drains effected by schemes made by the Secretary of State / Welsh Ministers under the Water Industry (Schemes for Adoption of Private Sewers) Regulations 2011. Expenditure should be reported even if for accounting purposes companies may be treating it as maintenance (rather than enhancement).
32 - 46 / 79 - 93 | Other capital / operating expenditure by purpose [Company to insert other purposes as required and explain in commentary]. Regard should be had for the desirability of maintaining consistency with corresponding lines in previous data submissions when using these lines. | 0 | 0 | 0
47 / 94 | Total wastewater enhancement capital / operating expenditure. Calculated as the sum of table WWS2 lines 1 to 46 inclusive for capital expenditure and table WWS2 lines 48 to 93 for operating expenditure. | 0 | 0 | 0

## Supply Summary
| Water resources | Water Network + | Water resources | Water Network + | Water resources | Water Network + | Water resources | Water Network + | Water resources | Water Network + | Water resources | Water Network +
Gross Fast Money | 10.3411 | 72.5943 | 10.5484 | 72.9425 | 12.4906 | 73.4108 | 10.4143 | 74.1134 | 10.4933 | 75.0708 | 54.2877 | 368.1319
Gross Slow Money | 13.6299 | 30.8051 | 6.7599 | 28.8146 | 4.5868 | 47.5489 | 3.3113 | 30.9164 | 3.0164 | 24.8711 | 31.3042 | 162.9561
Less opex Gs &Cs | 0 | 2.4583 | 0 | 2.3093 | 0 | 2.2269 | 0 | 2.1747 | 0 | 2.0908 | 0 | 11.2601
Less capex Gs & Cs | 0 | 2.29 | 0 | 2.4391 | 0 | 2.5215 | 0 | 2.5736 | 0 | 2.6576 | 0 | 12.4819
Net Fast Money | 10.3411 | 70.136 | 10.5484 | 70.6332 | 12.4906 | 71.1839 | 10.4143 | 71.9387 | 10.4933 | 72.98 | 54.2877 | 356.8718
Net Slow Money | 13.6299 | 28.5151 | 6.7599 | 26.3755 | 4.5868 | 45.0274 | 3.3113 | 28.3427 | 3.0164 | 22.2135 | 31.3042 | 150.4743
Revised PAYG ratio | 43.14% | 71.1% | 60.94% | 72.81% | 73.14% | 61.25% | 75.88% | 71.74% | 77.67% | 76.66% | 63.43% | 70.34%
[13 empty] | Allowed Expenditure | [11 empty] | Submitted Profile | [9 empty] | Submitted Expenditure
| 20-21 |  | 21-22 |  | 22-23 |  | 23-24 |  | 24-25 |  | AMP7 Total |  | 20-21 |  | 21-22 |  | 22-23 |  | 23-24 |  | 24-25 |  | AMP7 Total |  | 20-21 |  | 21-22 |  | 22-23 |  | 23-24 |  | 24-25 |  | 20-21 |  | 21-22 |  | 22-23 |  | 23-24 |  | 24-25 |  | AMP7 Total
| Water resources | Water Network + | Water resources | Water Network + | Water resources | Water Network + | Water resources | Water Network + | Water resources | Water Network + | Water resources | Water Network + | Water resources | Water Network + | Water resources | Water Network + | Water resources | Water Network + | Water resources | Water Network + | Water resources | Water Network + | Water resources | Water Network + | Water resources | Water Network + | Water resources | Water Network + | Water resources | Water Network + | Water resources | Water Network + | Water resources | Water Network + | Water resources | Water Network + | Water resources | Water Network + | Water resources | Water Network + | Water resources | Water Network + | Water resources | Water Network + | Water resources | Water Network +
Base Costs | 0.77921 | 0.77472 | 0.70727 | 0.81073 | 0.83237 | 0.67378 | 0.82303 | 0.78258 | 0.82508 | 0.82723 | 0.79188 | 0.76984 | 12.5708 | 90.8387 | 14.338 | 86.9335 | 14.5164 | 104.6519 | 12.1586 | 90.1235 | 12.2241 | 85.5444 | 65.808 | 458.092 | 0.19102 | 0.1983 | 0.21788 | 0.18977 | 0.22059 | 0.22845 | 0.18476 | 0.19674 | 0.18575 | 0.18674 | 12.3236 | 88.438 | 14.056 | 84.636 | 14.2309 | 101.8861 | 11.9195 | 87.7417 | 11.9837 | 83.2836 | 64.5137 | 445.9854
WINEP / NEP ~ Making ecological improvements at abstractions (Habitats Directive, SSSI, NERC, BAPs) | 0 | 0 | 0 | 0 | 0 | 0 | 0 | 0 | 0 | 0 | 0 | 0 | 0.48667 | 0 | 0.42182 | 0 | 0.41878 | 0 | 0.4336 | 0 | 0.36013 | 0 | 2.121 |  | 0.22946 | 0 | 0.19888 | 0 | 0.19744 | 0 | 0.20443 | 0 | 0.16979 | 0 | 0.48675 | 0 | 0.42189 | 0 | 0.41884 | 0 | 0.43367 | 0 | 0.36019 | 0 | 2.1213 | 0
WINEP / NEP ~ Eels Regulations (measures at intakes) | 0.0031043 | 0 | 1 | 0 | 1 | 0 | 1 | 0 | 1 | 0 | 0.07312 | 0 | 3.9785 | 0 | 0.075132 | 0 | 0.075132 | 0 | 0.075132 | 0 | 0.075132 | 0 | 4.279 |  | 0.92977 | 0 | 0.017558 | 0 | 0.017558 | 0 | 0.017558 | 0 | 0.017558 | 0 | 4.9733 | 0 | 0.09392 | 0 | 0.09392 | 0 | 0.09392 | 0 | 0.09392 | 0 | 5.349 | 0
WINEP / NEP ~ Invasive non-native species | 0 | 0 | 0 | 0 | 0 | 0 | 0 | 0 | 0 | 0 | 0 | 0 | 0.23549 | 0 | 0.059565 | 0 | 0.45989 | 0 | 0.028528 | 0 | 0.028528 | 0 | 0.812 |  | 0.29002 | 0 | 0.073356 | 0 | 0.56636 | 0 | 0.035133 | 0 | 0.035133 | 0 | 0.23551 | 0 | 0.059569 | 0 | 0.45992 | 0 | 0.02853 | 0 | 0.02853 | 0 | 0.81206 | 0
Addressing low pressure | 0 | 0 | 0 | 0 | 0 | 0 | 0 | 0 | 0 | 0 | 0 | 0 | 0 | 0 | 0 | 0 | 0 | 0 | 0 | 0 | 0 | 0 |  |  | 0 | 0 | 0 | 0 | 0 | 0 | 0 | 0 | 0 | 0 | 0 | 0 | 0 | 0 | 0 | 0 | 0 | 0 | 0 | 0 | 0 | 0
Improving taste / odour / colour | 0 | 0 | 0 | 0 | 0 | 0 | 0 | 0 | 0 | 0 | 0 | 0 | 0 | 0 | 0 | 0 | 0 | 0 | 0 | 0 | 0 | 0 |  |  | 0 | 0 | 0 | 0 | 0 | 0 | 0 | 0 | 0 | 0 | 0 | 0 | 0 | 0 | 0 | 0 | 0 | 0 | 0 | 0 | 0 | 0
Meeting lead standards | 0 | 0.080826 | 0 | 0.34463 | 0 | 0.43703 | 0 | 0.55297 | 0 | 0.64541 | 0 | 0.50587 | 0 | 0.76268 | 0 | 1.3161 | 0 | 2.2242 | 0 | 3.0915 | 0 | 3.8975 |  | 11.292 | 0 | 0.067541 | 0 | 0.11656 | 0 | 0.19697 | 0 | 0.27378 | 0 | 0.34516 | 0 | 0.76267 | 0 | 1.3161 | 0 | 2.2242 | 0 | 3.0915 | 0 | 3.8975 | 0 | 11.292
Supply side enhancements to the supply/demand balance (dry year critical / peak conditions) | 0 | 0 | 0 | 0 | 0 | 0 | 0 | 0 | 0 | 0 | 0 | 0 | 0 | 0 | 0 | 0 | 0 | 0 | 0 | 0 | 0 | 0 |  |  | 0 | 0 | 0 | 0 | 0 | 0 | 0 | 0 | 0 | 0 | 0 | 0 | 0 | 0 | 0 | 0 | 0 | 0 | 0 | 0 | 0 | 0
Supply side enhancements to the supply/demand balance (dry year annual average conditions) | 0 | 0.08526 | 0 | 0.15533 | 0 | 0.21698 | 0 | 0.26889 | 0 | 0.31553 | 0 | 0.21667 | 0 | 0 | 0 | 0 | 0 | 0 | 0 | 0 | 0 | 0 |  |  | 0 | 0.17127 | 0 | 0.18548 | 0 | 0.20008 | 0 | 0.21429 | 0 | 0.22889 | 0 | 4.3397 | 0 | 4.6997 | 0 | 5.0697 | 0 | 5.4297 | 0 | 5.7997 | 0 | 25.3385
Demand side enhancements to the supply/demand balance (dry year critical / peak conditions) | 0 | 0 | 0 | 0 | 0 | 0 | 0 | 0 | 0 | 0 | 0 | 0 | 0 | 0 | 0 | 0 | 0 | 0 | 0 | 0 | 0 | 0 |  |  | 0 | 0 | 0 | 0 | 0 | 0 | 0 | 0 | 0 | 0 | 0 | 0 | 0 | 0 | 0 | 0 | 0 | 0 | 0 | 0 | 0 | 0
Demand side enhancements to the supply/demand balance (dry year annual average conditions) | 0 | 0 | 0 | 0 | 0 | 0 | 0 | 0 | 0 | 0 | 0 | 0 | 0 | 0.5702 | 0 | 0.5702 | 0 | 0.5702 | 0 | 0.5702 | 0 | 0.5702 |  | 2.851 | 0 | 0.2 | 0 | 0.2 | 0 | 0.2 | 0 | 0.2 | 0 | 0.2 | 0 | 0.57012 | 0 | 0.57012 | 0 | 0.57012 | 0 | 0.57012 | 0 | 0.57012 | 0 | 2.8506
New developments | 0 | 0 | 0 | 0 | 0 | 0 | 0 | 0 | 0 | 0 | 0 | 0 | 0 | 3.3784 | 0 | 3.3784 | 0 | 3.3784 | 0 | 3.3784 | 0 | 3.3784 |  | 16.892 | 0 | 0.2 | 0 | 0.2 | 0 | 0.2 | 0 | 0.2 | 0 | 0.2 | 0 | 3.3785 | 0 | 3.3785 | 0 | 3.3785 | 0 | 3.3785 | 0 | 3.3785 | 0 | 16.8923
New connections element of new development (CPs, meters) | 0 | 1 | 0 | 1 | 0 | 1 | 0 | 1 | 0 | 1 | 0 | 1 | 0 | 2.1583 | 0 | 2.0093 | 0 | 1.9269 | 0 | 1.8747 | 0 | 1.7908 |  | 9.76 | 0 | 0.22114 | 0 | 0.20587 | 0 | 0.19743 | 0 | 0.19208 | 0 | 0.18348 | 0 | 2.1583 | 0 | 2.0093 | 0 | 1.9269 | 0 | 1.8747 | 0 | 1.7908 | 0 | 9.7601
Investment to address raw water deterioration (THM, nitrates, Crypto, pesticides, others) | 1 | 0 | 1 | 0 | 1 | 0 | 1 | 0 | 1 | 0 | 1 | 0 | 0.5335 | 0.93049 | 0.33237 | 2.746 | 0.33237 | 3.2327 | 0.33237 | 1.0589 | 0.33237 | 0 | 1.863 | 7.968 | 0.28637 | 0.11678 | 0.17841 | 0.34463 | 0.17841 | 0.4057 | 0.17841 | 0.13289 | 0.17841 | 0 | 0.65812 | 1.1478 | 0.41 | 3.3874 | 0.41 | 3.9877 | 0.41 | 1.3062 | 0.41 | 0 | 2.2981 | 9.8292
Resilience | 0 | 0 | 0 | 0 | 0 | 0 | 0 | 0 | 0 | 0 | 0 | 0 | 0 | 0.1392 | 0 | 0.1392 | 0 | 0.1392 | 0 | 0.1392 | 0 | 0.1392 | 0 | 0.696 | 0 | 0.2 | 0 | 0.2 | 0 | 0.2 | 0 | 0.2 | 0 | 0.2 | 0 | 1.0558 | 0 | 1.0558 | 0 | 1.0558 | 0 | 1.0558 | 0 | 1.0558 | 0 | 5.2788
SEMD | 0 | 0 | 0 | 0 | 0 | 0 | 0 | 0 | 0 | 0 | 0 | 0 | 0 | 0 | 0 | 0 | 0 | 0 | 0 | 0 | 0 | 0 |  |  | 0 | 0.2 | 0 | 0.2 | 0 | 0.2 | 0 | 0.2 | 0 | 0.2 | 0 | 0.42231 | 0 | 0.42231 | 0 | 0.42231 | 0 | 0.42231 | 0 | 0.42231 | 0 | 2.1115
Non-SEMD related security enhancement | 0 | 0 | 0 | 0 | 0 | 0 | 0 | 0 | 0 | 0 | 0 | 0 | 0 | 2.2974 | 0 | 2.2974 | 0 | 2.2974 | 0 | 2.2974 | 0 | 2.2974 |  | 11.487 | 0 | 0.2 | 0 | 0.2 | 0 | 0.2 | 0 | 0.2 | 0 | 0.2 | 0 | 2.3438 | 0 | 2.3438 | 0 | 2.3438 | 0 | 2.3438 | 0 | 2.3438 | 0 | 11.719
WINEP / NEP ~ Drinking Water Protected Areas (schemes) | 0 | 0 | 0 | 0 | 0 | 0 | 0 | 0 | 0 | 0 | 0 | 0 | 1.1195 | 0 | 0.20381 | 0 | 0.20381 | 0 | 0.20191 | 0 | 0.20191 | 0 | 1.931 |  | 0.57977 | 0 | 0.10555 | 0 | 0.10555 | 0 | 0.10456 | 0 | 0.10456 | 0 | 1.1195 | 0 | 0.20381 | 0 | 0.20381 | 0 | 0.20191 | 0 | 0.20191 | 0 | 1.931 | 0
WINEP / NEP ~ Water Framework Directive measures | 0 | 0 | 0 | 0 | 0 | 0 | 0 | 0 | 0 | 0 | 0 | 0 | 1.0464 | 0 | 0.3063 | 0 | 0.18583 | 0 | 0.16076 | 0 | 0.11267 | 0 | 1.812 |  | 0.5775 | 0 | 0.16904 | 0 | 0.10255 | 0 | 0.08872 | 0 | 0.062182 | 0 | 1.0366 | 0 | 0.30343 | 0 | 0.18408 | 0 | 0.15925 | 0 | 0.11162 | 0 | 1.795 | 0
WINEP / NEP ~ Investigations | 0 | 0 | 0 | 0 | 0 | 0 | 0 | 0 | 0 | 0 | 0 | 0 | 3.954 | 0 | 1.5023 | 0 | 0.72408 | 0 | 0.19672 | 0 | 0.1289 | 0 | 6.506 |  | 0.60775 | 0 | 0.23091 | 0 | 0.11129 | 0 | 0.030236 | 0 | 0.019812 | 0 | 4.1623 | 0 | 1.5814 | 0 | 0.76221 | 0 | 0.20708 | 0 | 0.13569 | 0 | 6.8486 | 0
Improvements to river flows | 0 | 0 | 0 | 0 | 0 | 0 | 0 | 0 | 0 | 0 | 0 | 0 | 0 | 0 | 0 | 0 | 0 | 0 | 0 | 0 | 0 | 0 |  |  | 0 | 0 | 0 | 0 | 0 | 0 | 0 | 0 | 0 | 0 | 0 | 0 | 0 | 0 | 0 | 0 | 0 | 0 | 0 | 0 | 0 | 0
Metering (excluding cost of providing metering to new service connections) for meters requested by optants | 0 | 0 | 0 | 0 | 0 | 0 | 0 | 0 | 0 | 0 | 0 | 0 | 0 | 0 | 0 | 0 | 0 | 0 | 0 | 0 | 0 | 0 |  |  | 0 | 0.2 | 0 | 0.2 | 0 | 0.2 | 0 | 0.2 | 0 | 0.2 | 0 | 1.2268 | 0 | 1.2268 | 0 | 1.2268 | 0 | 1.2268 | 0 | 1.2268 | 0 | 6.134
Metering (excluding cost of providing metering to new service connections) for meters introduced by companies | 0 | 0 | 0 | 0 | 0 | 0 | 0 | 0 | 0 | 0 | 0 | 0 | 0 | 2.238 | 0 | 2.238 | 0 | 2.238 | 0 | 2.238 | 0 | 2.238 |  | 11.19 | 0 | 0.2 | 0 | 0.2 | 0 | 0.2 | 0 | 0.2 | 0 | 0.2 | 0 | 1.0114 | 0 | 1.0114 | 0 | 1.0114 | 0 | 1.0114 | 0 | 1.0114 | 0 | 5.0571
Metering (excluding cost of providing metering to new service connections) for businesses | 0 | 0 | 0 | 0 | 0 | 0 | 0 | 0 | 0 | 0 | 0 | 0 | 0 | 0 | 0 | 0 | 0 | 0 | 0 | 0 | 0 | 0 |  |  | 0 | 0 | 0 | 0 | 0 | 0 | 0 | 0 | 0 | 0 | 0 | 0 | 0 | 0 | 0 | 0 | 0 | 0 | 0 | 0 | 0 | 0
Enhanced Supply Interruptions | 0 | 0.48644 | 0 | 0.48644 | 0 | 0.48644 | 0 | 0.48644 | 0 | 0.48644 | 0 | 0.48644 | 0 | 0 | 0 | 0 | 0 | 0 | 0 | 0 | 0 | 0 |  |  | 0 | 0.2 | 0 | 0.2 | 0 | 0.2 | 0 | 0.2 | 0 | 0.2 | 0 | 2.7753 | 0 | 2.7753 | 0 | 2.7753 | 0 | 2.7753 | 0 | 2.7753 | 0 | 13.8764
Enhanced Leakage | 0 | 0 | 0 | 0 | 0 | 0 | 0 | 0 | 0 | 0 | 0 | 0 | 0 | 0 | 0 | 0 | 0 | 0 | 0 | 0 | 0 | 0 |  |  | 0 | 0 | 0 | 0 | 0 | 0 | 0 | 0 | 0 | 0 | 0 | 0 | 0 | 0 | 0 | 0 | 0 | 0 | 0 | 0 | 0 | 0
Integrated Supply Grid | 0 | 0 | 0 | 0 | 0 | 0 | 0 | 0 | 0 | 0 | 0 | 0 | 0 | 0 | 0 | 0 | 0 | 0 | 0 | 0 | 0 | 0 |  |  | 0 | 0 | 0 | 0 | 0 | 0 | 0 | 0 | 0 | 0 | 0 | 0 | 0 | 0 | 0 | 0 | 0 | 0 | 0 | 0 | 0 | 0
NEP - CROW Act | 0 | 0 | 0 | 0 | 0 | 0 | 0 | 0 | 0 | 0 | 0 | 0 | 0 | 0 | 0 | 0 | 0 | 0 | 0 | 0 | 0 | 0 |  |  | 0 | 0 | 0 | 0 | 0 | 0 | 0 | 0 | 0 | 0 | 0 | 0 | 0 | 0 | 0 | 0 | 0 | 0 | 0 | 0 | 0 | 0
NEP - Flow Monitoring at Water Treatment Works | 0 | 0 | 0 | 0 | 0 | 0 | 0 | 0 | 0 | 0 | 0 | 0 | 0 | 0 | 0 | 0 | 0 | 0 | 0 | 0 | 0 | 0 |  |  | 0 | 0 | 0 | 0 | 0 | 0 | 0 | 0 | 0 | 0 | 0 | 0 | 0 | 0 | 0 | 0 | 0 | 0 | 0 | 0 | 0 | 0
NEP - Local priority | 0 | 0 | 0 | 0 | 0 | 0 | 0 | 0 | 0 | 0 | 0 | 0 | 0 | 0 | 0 | 0 | 0 | 0 | 0 | 0 | 0 | 0 |  |  | 0 | 0 | 0 | 0 | 0 | 0 | 0 | 0 | 0 | 0 | 0 | 0 | 0 | 0 | 0 | 0 | 0 | 0 | 0 | 0 | 0 | 0
NEP - WFD water resource investigations | 1 | 0 | 0 | 0 | 0 | 0 | 0 | 0 | 0 | 0 | 1 | 0 | 0 | 0 | 0 | 0 | 0 | 0 | 0 | 0 | 0 | 0 |  |  | 1 | 0 | 0 | 0 | 0 | 0 | 0 | 0 | 0 | 0 | 0.017077 | 0 | 0 | 0 | 0 | 0 | 0 | 0 | 0 | 0 | 0.017077 | 0
Partnership Working | 0 | 0 | 0 | 0 | 0 | 0 | 0 | 0 | 0 | 0 | 0 | 0 | 0 | 0 | 0 | 0 | 0 | 0 | 0 | 0 | 0 | 0 |  |  | 0.2 | 0 | 0.2 | 0 | 0.2 | 0 | 0.2 | 0 | 0.2 | 0 | 0.10558 | 0 | 0.10558 | 0 | 0.10558 | 0 | 0.10558 | 0 | 0.10558 | 0 | 0.52788 | 0
Strategic Regional Water Resource Solutions | 0 | 0 | 0 | 0 | 0 | 0 | 0 | 0 | 0 | 0 | 0 | 0 | 0.046 | 0.086 | 0.069 | 0.129 | 0.161 | 0.301 | 0.138 | 0.258 | 0.046 | 0.086 | 0.46 | 0.86 | 0.1 | 0.1 | 0.15 | 0.15 | 0.35 | 0.35 | 0.3 | 0.3 | 0.1 | 0.1 | 0.42305 | 0 | 0.63457 | 0 | 1.4807 | 0 | 1.2691 | 0 | 0.42305 | 0 | 4.2305 | 0
| 0 | 0 | 0 | 0 | 0 | 0 | 0 | 0 | 0 | 0 | 0 | 0 | 0 | 0 | 0 | 0 | 0 | 0 | 0 | 0 | 0 | 0 |  |  | 0 | 0 | 0 | 0 | 0 | 0 | 0 | 0 | 0 | 0 | 0 | 0 | 0 | 0 | 0 | 0 | 0 | 0 | 0 | 0 | 0 | 0
| 0 | 0 | 0 | 0 | 0 | 0 | 0 | 0 | 0 | 0 | 0 | 0 | 0 | 0 | 0 | 0 | 0 | 0 | 0 | 0 | 0 | 0 |  |  | 0 | 0 | 0 | 0 | 0 | 0 | 0 | 0 | 0 | 0 | 0 | 0 | 0 | 0 | 0 | 0 | 0 | 0 | 0 | 0 | 0 | 0
| 0 | 0 | 0 | 0 | 0 | 0 | 0 | 0 | 0 | 0 | 0 | 0 | 0 | 0 | 0 | 0 | 0 | 0 | 0 | 0 | 0 | 0 |  |  | 0 | 0 | 0 | 0 | 0 | 0 | 0 | 0 | 0 | 0 | 0 | 0 | 0 | 0 | 0 | 0 | 0 | 0 | 0 | 0 | 0 | 0
| 0 | 0 | 0 | 0 | 0 | 0 | 0 | 0 | 0 | 0 | 0 | 0 | 0 | 0 | 0 | 0 | 0 | 0 | 0 | 0 | 0 | 0 |  |  | 0 | 0 | 0 | 0 | 0 | 0 | 0 | 0 | 0 | 0 | 0 | 0 | 0 | 0 | 0 | 0 | 0 | 0 | 0 | 0 | 0 | 0
| 0 | 0 | 0 | 0 | 0 | 0 | 0 | 0 | 0 | 0 | 0 | 0 | 0 | 0 | 0 | 0 | 0 | 0 | 0 | 0 | 0 | 0 |  |  | 0 | 0 | 0 | 0 | 0 | 0 | 0 | 0 | 0 | 0 | 0 | 0 | 0 | 0 | 0 | 0 | 0 | 0 | 0 | 0 | 0 | 0
| 0 | 0 | 0 | 0 | 0 | 0 | 0 | 0 | 0 | 0 | 0 | 0 | 0 | 0 | 0 | 0 | 0 | 0 | 0 | 0 | 0 | 0 |  |  | 0 | 0 | 0 | 0 | 0 | 0 | 0 | 0 | 0 | 0 | 0 | 0 | 0 | 0 | 0 | 0 | 0 | 0 | 0 | 0 | 0 | 0
Opex | 10.202 | 63.4326 | 10.4092 | 63.7808 | 11.4502 | 64.2491 | 10.4143 | 64.9517 | 10.4933 | 65.8174 | 52.9691 | 322.2316 | 127.3704 |  | 119.0655 |  | 138.0371 |  | 118.7554 |  | 113.4516
Capex | 13.769 | 39.9668 | 6.8991 | 37.9764 | 5.6271 | 56.7107 | 3.3113 | 40.0781 | 3.0164 | 34.1245 | 32.6228 | 208.8564
[13 empty] | 127.3704 |  | 119.0655 |  | 138.0371 |  | 118.7554 |  | 113.4516
[10 empty] | 616.68 | 616.68

## Waste Summary
| Waste network + | Bio resoures | Waste network + | Bio resoures | Waste network + | Bio resoures | Waste network + | Bio resoures | Waste network + | Bio resoures | Waste network + | Bio resoures
Gross Fast Money | 93.2998 | 19.7181 | 95.4678 | 19.8105 | 97.8682 | 19.9043 | 100.8928 | 19.9995 | 102.9019 | 20.084 | 490.4305 | 99.5162
Gross Slow Money | 177.1458 | 7.1234 | 159.758 | 6.2083 | 152.3881 | 9.1547 | 136.642 | 6.9205 | 119.0446 | 10.2079 | 744.9785 | 39.6148
Less opex Gs &Cs | 0.09 | 0 | 0.09 | 0 | 0.09 | 0 | 0.09 | 0 | 0.09 | 0 | 0.45 | 0
Less capex Gs & Cs | 9.0585 | 0 | 9.0585 | 0 | 9.0585 | 0 | 9.0585 | 0 | 9.0585 | 0 | 45.2925 | 0
Net Fast Money | 93.2098 | 19.7181 | 95.3778 | 19.8105 | 97.7782 | 19.9043 | 100.8028 | 19.9995 | 102.8119 | 20.084 | 489.9805 | 99.5162
Net Slow Money | 168.0873 | 7.1234 | 150.6995 | 6.2083 | 143.3296 | 9.1547 | 127.5835 | 6.9205 | 109.9861 | 10.2079 | 699.686 | 39.6148
Revised PAYG ratio | 35.67% | 73.46% | 38.76% | 76.14% | 40.55% | 68.5% | 44.14% | 74.29% | 48.31% | 66.3% | 41.19% | 71.53%
[13 empty] | Allowed Expenditure | [11 empty] | Submitted Profile | [9 empty] | Submitted Expenditure
| 20-21 |  | 21-22 |  | 22-23 |  | 23-24 |  | 24-25 |  | AMP7 Total |  | 20-21 |  | 21-22 |  | 22-23 |  | 23-24 |  | 24-25 |  | AMP7 Total |  | 20-21 |  | 21-22 |  | 22-23 |  | 23-24 |  | 24-25 |  | 20-21 |  | 21-22 |  | 22-23 |  | 23-24 |  | 24-25 |  | AMP7 Total
| Waste network + | Bio resoures | Waste network + | Bio resoures | Waste network + | Bio resoures | Waste network + | Bio resoures | Waste network + | Bio resoures | Waste network + | Bio resoures | Waste network + | Bio resoures | Waste network + | Bio resoures | Waste network + | Bio resoures | Waste network + | Bio resoures | Waste network + | Bio resoures | Waste network + | Bio resoures | Waste network + | Bio resoures | Waste network + | Bio resoures | Waste network + | Bio resoures | Waste network + | Bio resoures | Waste network + | Bio resoures | Waste network + | Bio resoures | Waste network + | Bio resoures | Waste network + | Bio resoures | Waste network + | Bio resoures | Waste network + | Bio resoures | Waste network + | Bio resoures
Base Costs | 65.3% | 73.46% | 63.66% | 76.14% | 65.01% | 69.81% | 66.12% | 76.89% | 66.33% | 71.41% | 65.28% | 73.44% | 140.0496 | 26.8415 | 145.8739 | 26.0188 | 143.7793 | 28.5128 | 142.3329 | 26.0098 | 142.8703 | 28.0671 | 714.906 | 135.45 | 0.1959 | 0.19817 | 0.20405 | 0.19209 | 0.20112 | 0.2105 | 0.19909 | 0.19202 | 0.19984 | 0.20721 | 140.5218 | 23.6129 | 146.3657 | 22.8892 | 144.2641 | 25.0832 | 142.8128 | 22.8812 | 143.352 | 24.6911 | 717.3165 | 119.1577
First time sewerage (s101A) | 0.9425% | 0% | 0% | 0% | 0% | 0% | 0% | 0% | 0% | 0% | 0.1899% | 0% | 0.79479 | 0 | 0.7873 | 0 | 0.7873 | 0 | 0.7873 | 0 | 0.7873 | 0 | 3.944 |  | 0.20152 | 0 | 0.19962 | 0 | 0.19962 | 0 | 0.19962 | 0 | 0.19962 | 0 | 1.0658 | 0 | 1.0558 | 0 | 1.0558 | 0 | 1.0558 | 0 | 1.0558 | 0 | 5.2889 | 0
Sludge enhancement (quality) | 0% | 0% | 0% | 0% | 0% | 0% | 0% | 0% | 0% | 0% | 0% | 0% | 0 | 0 | 0 | 0 | 0 | 0 | 0 | 0 | 0 | 0 |  |  | 0 | 0 | 0 | 0 | 0 | 0 | 0 | 0 | 0 | 0 | 0 | 0 | 0 | 0 | 0 | 0 | 0 | 0 | 0 | 0 | 0 | 0
Sludge enhancement (growth) | 0% | 0% | 0% | 0% | 0% | 0% | 0% | 0% | 0% | 0% | 0% | 0% | 0 | 0 | 0 | 0 | 0 | 0 | 0 | 0 | 0 | 0 |  |  | 0 | 0 | 0 | 0 | 0 | 0 | 0 | 0 | 0 | 0 | 0 | 0 | 0 | 0 | 0 | 0 | 0 | 0 | 0 | 0 | 0 | 0
WINEP / NEP ~ Conservation drivers | 0% | 0% | 0% | 0% | 0% | 0% | 0% | 0% | 0.8933% | 0% | 0.1615% | 0% | 5.0161 | 0 | 0.96227 | 0 | 1.4294 | 0 | 3.1433 | 0 | 2.329 | 0 | 12.88 |  | 0.38944 | 0 | 0.07471 | 0 | 0.11097 | 0 | 0.24405 | 0 | 0.18082 | 0 | 5.4892 | 0 | 1.053 | 0 | 1.5642 | 0 | 3.4399 | 0 | 2.5487 | 0 | 14.095 | 0
WINEP / NEP ~ Eels Regulations (measures at outfalls) | 0% | 0% | 0% | 0% | 0% | 0% | 0% | 0% | 0% | 0% | 0% | 0% | 0 | 0 | 0 | 0 | 0 | 0 | 0 | 0 | 0 | 0 |  |  | 0 | 0 | 0 | 0 | 0 | 0 | 0 | 0 | 0 | 0 | 0 | 0 | 0 | 0 | 0 | 0 | 0 | 0 | 0 | 0 | 0 | 0
WINEP / NEP ~ Event Duration Monitoring at intermittent discharges | 1.859% | 0% | 4.914% | 0% | 22.51% | 0% | 13.62% | 0% | 23.97% | 0% | 8.513% | 0% | 2.6626 | 0 | 1.3971 | 0 | 0.46063 | 0 | 0.9962 | 0 | 0.72544 | 0 | 6.242 |  | 0.42657 | 0 | 0.22382 | 0 | 0.073795 | 0 | 0.1596 | 0 | 0.11622 | 0 | 4.7425 | 0 | 2.4884 | 0 | 0.82044 | 0 | 1.7744 | 0 | 1.2921 | 0 | 11.1178 | 0
WINEP / NEP ~ Flow monitoring at sewage treatment works | 0.388% | 0% | 3.134% | 0% | 4.511% | 0% | 45.52% | 0% | 27.89% | 0% | 7.073% | 0% | 3.6596 | 0 | 3.1257 | 0 | 3.9596 | 0 | 0.63842 | 0 | 1.0747 | 0 | 12.458 |  | 0.29376 | 0 | 0.2509 | 0 | 0.31783 | 0 | 0.051246 | 0 | 0.086267 | 0 | 4.6012 | 0 | 3.9298 | 0 | 4.9783 | 0 | 0.80267 | 0 | 1.3512 | 0 | 15.6632 | 0
NEP ~ Monitoring of pass forward flows at CSOs | 0% | 0% | 0% | 0% | 0% | 0% | 0% | 0% | 0% | 0% | 0% | 0% | 0 | 0 | 0 | 0 | 0 | 0 | 0 | 0 | 0 | 0 |  |  | 0 | 0 | 0 | 0 | 0 | 0 | 0 | 0 | 0 | 0 | 0 | 0 | 0 | 0 | 0 | 0 | 0 | 0 | 0 | 0 | 0 | 0
WINEP / NEP ~ Schemes to increase flow to full treatment | 0% | 0% | 0.4% | 0% | 1.5% | 0% | 21.83% | 0% | 13.61% | 0% | 4.323% | 0% | 5.1014 | 0 | 6.8718 | 0 | 10.6663 | 0 | 2.4052 | 0 | 3.9836 | 0 | 29.0284 |  | 0.17574 | 0 | 0.23673 | 0 | 0.36744 | 0 | 0.082856 | 0 | 0.13723 | 0 | 6.6541 | 0 | 8.9634 | 0 | 13.9127 | 0 | 3.1372 | 0 | 5.1961 | 0 | 37.8634 | 0
WINEP / NEP ~ Storage schemes at STWs to increase storm tank capacity | 0.2818% | 0% | 8.458% | 0% | 1.481% | 0% | 1.738% | 0% | 1.238% | 0% | 1.449% | 0% | 2.7398 | 0 | 0.55537 | 0 | 3.5252 | 0 | 4.6414 | 0 | 10.2093 | 0 | 21.671 |  | 0.12643 | 0 | 0.025627 | 0 | 0.16267 | 0 | 0.21417 | 0 | 0.4711 | 0 | 3.4135 | 0 | 0.69193 | 0 | 4.392 | 0 | 5.7827 | 0 | 12.7197 | 0 | 26.9998 | 0
WINEP / NEP ~ Storage schemes in the network to reduce spill frequency at CSOs, etc | 0.01388% | 0% | 0.1301% | 0% | 0.2796% | 0% | 0.2888% | 0% | 1.296% | 0% | 0.2847% | 0% | 3.7577 | 0 | 3.0567 | 0 | 3.0627 | 0 | 4.2655 | 0 | 1.4714 | 0 | 15.614 |  | 0.24066 | 0 | 0.19577 | 0 | 0.19615 | 0 | 0.27318 | 0 | 0.094234 | 0 | 4.8421 | 0 | 3.9388 | 0 | 3.9465 | 0 | 5.4964 | 0 | 1.896 | 0 | 20.1197 | 0
WINEP / NEP ~ Chemicals removal schemes | 0% | 0% | 0% | 0% | 5.987% | 0% | 100% | 0% | 100% | 0% | 17.6% | 0% | 2.4734 | 0 | 4.1224 | 0 | 10.5237 | 0 | 1.4462 | 0 | 1.4462 | 0 | 20.012 |  | 0.1236 | 0 | 0.206 | 0 | 0.52587 | 0 | 0.072268 | 0 | 0.072268 | 0 | 2.4388 | 0 | 4.0647 | 0 | 10.3765 | 0 | 1.426 | 0 | 1.426 | 0 | 19.732 | 0
WINEP / NEP ~ Chemicals monitoring / investigations / options appraisals | 0% | 0% | 0% | 0% | 0% | 0% | 0% | 0% | 0% | 0% | 0% | 0% | 2.8281 | 0 | 0.97025 | 0 | 0.29108 | 0 | 0.17879 | 0 | 0.17879 | 0 | 4.447 |  | 0.63596 | 0 | 0.21818 | 0 | 0.065455 | 0 | 0.040204 | 0 | 0.040204 | 0 | 3.0951 | 0 | 1.0618 | 0 | 0.31856 | 0 | 0.19566 | 0 | 0.19566 | 0 | 4.8668 | 0
NEP ~ National phosphorus removal technology investigations | 0% | 0% | 0% | 0% | 0% | 0% | 0% | 0% | 0% | 0% | 0% | 0% | 0 | 0 | 0 | 0 | 0 | 0 | 0 | 0 | 0 | 0 |  |  | 0 | 0 | 0 | 0 | 0 | 0 | 0 | 0 | 0 | 0 | 0 | 0 | 0 | 0 | 0 | 0 | 0 | 0 | 0 | 0 | 0 | 0
WINEP / NEP ~ Groundwater schemes | 0% | 0% | 0% | 0% | 0% | 0% | 0% | 0% | 0% | 0% | 0% | 0% | 0 | 0 | 0 | 0 | 0 | 0 | 0 | 0 | 0 | 0 |  |  | 0 | 0 | 0 | 0 | 0 | 0 | 0 | 0 | 0 | 0 | 0 | 0 | 0 | 0 | 0 | 0 | 0 | 0 | 0 | 0 | 0 | 0
WINEP / NEP ~ Investigations | 0% | 0% | 0.09971% | 0% | 1.851% | 0% | 2.366% | 0% | 26.52% | 0% | 0.6735% | 0% | 8.3524 | 0 | 3.0129 | 0 | 0.9874 | 0 | 0.7723 | 0 | 0.18898 | 0 | 13.314 |  | 0.62734 | 0 | 0.22629 | 0 | 0.074163 | 0 | 0.058006 | 0 | 0.014194 | 0 | 11.4261 | 0 | 4.1216 | 0 | 1.3508 | 0 | 1.0565 | 0 | 0.25853 | 0 | 18.2135 | 0
WINEP / NEP ~ Nutrients (N removal) | 0% | 0% | 100% | 0% | 100% | 0% | 100% | 0% | 100% | 0% | 7.685% | 0% | 6.1962 | 0 | 0.065399 | 0 | 0.15013 | 0 | 0.15013 | 0 | 0.15013 | 0 | 6.712 |  | 0.92315 | 0 | 0.0097437 | 0 | 0.022368 | 0 | 0.022368 | 0 | 0.022368 | 0 | 6.781 | 0 | 0.071572 | 0 | 0.1643 | 0 | 0.1643 | 0 | 0.1643 | 0 | 7.3455 | 0
WINEP / NEP ~ Nutrients (P removal at activated sludge STWs) | 0.806% | 0% | 2.147% | 0% | 3.855% | 0% | 3.563% | 0% | 16.98% | 1.813% | 4.506% | 1.096% | 9.5887 | 0 | 6.6722 | 0 | 8.9727 | 0.5461 | 14.0374 | 0.91017 | 5.638 | 2.2247 | 44.909 | 3.681 | 0.21351 | 0 | 0.14857 | 0 | 0.1998 | 0.14836 | 0.31257 | 0.24726 | 0.12554 | 0.60438 | 9.7348 | 0 | 6.7739 | 0 | 9.1095 | 0.62523 | 14.2514 | 1.042 | 5.7239 | 2.5471 | 45.5935 | 4.2144
WINEP / NEP ~ Nutrients (P removal at filter bed STWs) | 0.587% | 0% | 1.818% | 0% | 4.205% | 0% | 9.073% | 0% | 31.18% | 0% | 5.63% | 0% | 27.0657 | 0 | 26.5576 | 0 | 25.6518 | 0 | 21.3412 | 0 | 7.8617 | 0 | 108.478 |  | 0.2495 | 0 | 0.24482 | 0 | 0.23647 | 0 | 0.19673 | 0 | 0.072473 | 0 | 27.4782 | 0 | 26.9624 | 0 | 26.0429 | 0 | 21.6665 | 0 | 7.9815 | 0 | 110.1316 | 0
WINEP / NEP ~ Reduction of sanitary parameters | 0% | 0% | 0% | 0% | 0% | 0% | 0.3251% | 0% | 4.855% | 0% | 1.048% | 0% | 2.669 | 0 | 1.4614 | 0 | 3.1682 | 0 | 7.0431 | 0 | 3.3453 | 0 | 17.687 |  | 0.1509 | 0 | 0.082625 | 0 | 0.17913 | 0 | 0.39821 | 0 | 0.18914 | 0 | 4.9741 | 0 | 2.7235 | 0 | 5.9045 | 0 | 13.1259 | 0 | 6.2344 | 0 | 32.9624 | 0
WINEP / NEP ~ UV disinfection (or similar) | 0.2665% | 0% | 100% | 0% | 100% | 0% | 100% | 0% | 100% | 0% | 9.102% | 0% | 15.4229 | 0 | 0.36665 | 0 | 0.37747 | 0 | 0.37747 | 0 | 0.37747 | 0 | 16.922 |  | 0.91141 | 0 | 0.021667 | 0 | 0.022307 | 0 | 0.022307 | 0 | 0.022307 | 0 | 16.8786 | 0 | 0.40125 | 0 | 0.4131 | 0 | 0.4131 | 0 | 0.4131 | 0 | 18.5191 | 0
NEP ~ Discharge relocation | 0% | 0% | 0% | 0% | 0% | 0% | 0% | 0% | 0% | 0% | 0% | 0% | 0 | 0 | 0 | 0 | 0 | 0 | 0 | 0 | 0 | 0 |  |  | 0 | 0 | 0 | 0 | 0 | 0 | 0 | 0 | 0 | 0 | 0 | 0 | 0 | 0 | 0 | 0 | 0 | 0 | 0 | 0 | 0 | 0
NEP ~ Flow 1 schemes | 0% | 0% | 0% | 0% | 0% | 0% | 0% | 0% | 0% | 0% | 0% | 0% | 0 | 0 | 0 | 0 | 0 | 0 | 0 | 0 | 0 | 0 |  |  | 0 | 0 | 0 | 0 | 0 | 0 | 0 | 0 | 0 | 0 | 0 | 0 | 0 | 0 | 0 | 0 | 0 | 0 | 0 | 0 | 0 | 0
Odour | 0% | 0% | 0% | 0% | 0% | 0% | 0% | 0% | 0% | 0% | 0% | 0% | 0 | 0 | 0 | 0 | 0 | 0 | 0 | 0 | 0 | 0 |  |  | 0 | 0 | 0 | 0 | 0 | 0 | 0 | 0 | 0 | 0 | 0 | 0 | 0 | 0 | 0 | 0 | 0 | 0 | 0 | 0 | 0 | 0
New development and growth | 9.458% | 0% | 8.267% | 0% | 8.267% | 0% | 8.267% | 0% | 8.267% | 0% | 8.507% | 0% | 5.4567 | 0 | 5.3858 | 0 | 5.3858 | 0 | 5.3858 | 0 | 5.3858 | 0 | 27 |  | 0.2021 | 0 | 0.19947 | 0 | 0.19947 | 0 | 0.19947 | 0 | 0.19947 | 0 | 8.5793 | 0 | 8.4679 | 0 | 8.4679 | 0 | 8.4679 | 0 | 8.4679 | 0 | 42.4508 | 0
Growth at sewage treatment works (excluding sludge treatment) |  | 0% |  | 0% |  | 0% |  | 0% |  | 0% |  | 0% | 3.4298 | 0 | 4.4567 | 0 | 6.5514 | 0 | 10.0255 | 0 | 7.5367 | 0 | 32 |  | 0.10718 | 0 | 0.13927 | 0 | 0.20473 | 0 | 0.3133 | 0 | 0.23552 | 0 | 6.3366 | 0 | 8.2338 | 0 | 12.1039 | 0 | 18.5223 | 0 | 13.9241 | 0 | 59.1206 | 0
Resilience | 0% | 0% | 0% | 0% | 0% | 0% | 0% | 0% | 0% | 0% | 0% | 0% | 0 | 0 | 0 | 0 | 0.12275 | 0 | 0.61375 | 0 | 1.7185 | 0 | 2.455 |  | 0 | 0 | 0 | 0 | 0.05 | 0 | 0.25 | 0 | 0.7 | 0 | 0 | 0 | 0 | 0 | 0.13197 | 0 | 0.65986 | 0 | 1.8476 | 0 | 2.6394 | 0
SEMD | 0% | 0% | 0% | 0% | 0% | 0% | 0% | 0% | 0% | 0% | 0% | 0% | 0 | 0 | 0 | 0 | 0 | 0 | 0 | 0 | 0 | 0 |  |  | 0 | 0 | 0 | 0 | 0 | 0 | 0 | 0 | 0 | 0 | 0 | 0 | 0 | 0 | 0 | 0 | 0 | 0 | 0 | 0 | 0 | 0
Non-SEMD related security enhancement | 0% | 0% | 0% | 0% | 0% | 0% | 0% | 0% | 0% | 0% | 0% | 0% | 0 | 0 | 0 | 0 | 0 | 0 | 0 | 0 | 0 | 0 |  |  | 0 | 0 | 0 | 0 | 0 | 0 | 0 | 0 | 0 | 0 | 0 | 0 | 0 | 0 | 0 | 0 | 0 | 0 | 0 | 0 | 0 | 0
Reduce flooding risk for properties | 8.064% | 0% | 7.127% | 0% | 7.127% | 0% | 7.127% | 0% | 7.127% | 0% | 7.316% | 0% | 12.017 | 0 | 11.8958 | 0 | 11.8958 | 0 | 11.8958 | 0 | 11.8958 | 0 | 59.6 |  | 0.20163 | 0 | 0.19959 | 0 | 0.19959 | 0 | 0.19959 | 0 | 0.19959 | 0 | 17.0933 | 0 | 16.9209 | 0 | 16.9209 | 0 | 16.9209 | 0 | 16.9209 | 0 | 84.777 | 0
Transferred private sewers and pumping stations | 0% | 0% | 0% | 0% | 0% | 0% | 0% | 0% | 0% | 0% | 0% | 0% | 0 | 0 | 0 | 0 | 0 | 0 | 0 | 0 | 0 | 0 |  |  | 0 | 0 | 0 | 0 | 0 | 0 | 0 | 0 | 0 | 0 | 0 | 0 | 0 | 0 | 0 | 0 | 0 | 0 | 0 | 0 | 0 | 0
North Bristol Strategic Sewers | 0% | 0% | 0% | 0% | 0% | 0% | 0% | 0% | 0% | 0% | 0% | 0% | 11.164 | 0 | 26.7936 | 0 | 6.6984 | 0 | 0 | 0 | 0 | 0 | 44.656 |  | 0.25 | 0 | 0.6 | 0 | 0.15 | 0 | 0 | 0 | 0 | 0 | 11.7982 | 0 | 28.3157 | 0 | 7.0789 | 0 | 0 | 0 | 0 | 0 | 47.1929 | 0
Partnership working | 0% | 0% | 0% | 0% | 0% | 0% | 0% | 0% | 0% | 0% | 0% | 0% | 0 | 0 | 0 | 0 | 0 | 0 | 0 | 0 | 0 | 0 |  |  | 0.24091 | 0 | 0.24091 | 0 | 0.17273 | 0 | 0.17273 | 0 | 0.17273 | 0 | 0.55956 | 0 | 0.55956 | 0 | 0.40119 | 0 | 0.40119 | 0 | 0.40119 | 0 | 2.3227 | 0
Pollution Reduction Strategy | 14.65% | 0% | 14.65% | 0% | 14.65% | 0% | 14.65% | 0% | 14.65% | 0% | 14.65% | 0% | 0 | 0 | 0 | 0 | 0 | 0 | 0 | 0 | 0 | 0 |  |  | 0.2 | 0 | 0.2 | 0 | 0.2 | 0 | 0.2 | 0 | 0.2 | 0 | 3.1257 | 0 | 3.1257 | 0 | 3.1257 | 0 | 3.1257 | 0 | 3.1257 | 0 | 15.6286 | 0
WINEP / NEP ~ Catchment Nutrient Balancing | 0% | 0% | 0% | 0% | 0% | 0% | 0% | 0% | 0% | 0% | 0% | 0% | 0 | 0 | 0 | 0 | 0 | 0 | 0 | 0 | 0 | 0 |  |  | 0.35 | 0 | 0.25 | 0 | 0.15 | 0 | 0.15 | 0 | 0.1 | 0 | 8.0131 | 0 | 5.7236 | 0 | 3.4342 | 0 | 3.4342 | 0 | 2.2894 | 0 | 22.8945 | 0
Bristol (Avonmouth) STW FFT & Growth | 0% | 0% | 0% | 0% | 0% | 0% | 0% | 0% | 0.4643% | 0% | 0.2897% | 0% | 0 | 0 | 0.83498 | 0 | 1.8093 | 0 | 5.0571 | 0 | 12.7722 | 0 | 20.4736 |  | 0 | 0 | 0.040783 | 0 | 0.088371 | 0 | 0.24701 | 0 | 0.62384 | 0 | 0 | 0 | 1.8006 | 0 | 3.9016 | 0 | 10.9054 | 0 | 27.5424 | 0 | 44.1499 | 0
| 0% | 0% | 0% | 0% | 0% | 0% | 0% | 0% | 0% | 0% | 0% | 0% | 0 | 0 | 0 | 0 | 0 | 0 | 0 | 0 | 0 | 0 |  |  | 0 | 0 | 0 | 0 | 0 | 0 | 0 | 0 | 0 | 0 | 0 | 0 | 0 | 0 | 0 | 0 | 0 | 0 | 0 | 0 | 0 | 0
| 0% | 0% | 0% | 0% | 0% | 0% | 0% | 0% | 0% | 0% | 0% | 0% | 0 | 0 | 0 | 0 | 0 | 0 | 0 | 0 | 0 | 0 |  |  | 0 | 0 | 0 | 0 | 0 | 0 | 0 | 0 | 0 | 0 | 0 | 0 | 0 | 0 | 0 | 0 | 0 | 0 | 0 | 0 | 0 | 0
| 0% | 0% | 0% | 0% | 0% | 0% | 0% | 0% | 0% | 0% | 0% | 0% | 0 | 0 | 0 | 0 | 0 | 0 | 0 | 0 | 0 | 0 |  |  | 0 | 0 | 0 | 0 | 0 | 0 | 0 | 0 | 0 | 0 | 0 | 0 | 0 | 0 | 0 | 0 | 0 | 0 | 0 | 0 | 0 | 0
| 0% | 0% | 0% | 0% | 0% | 0% | 0% | 0% | 0% | 0% | 0% | 0% | 0 | 0 | 0 | 0 | 0 | 0 | 0 | 0 | 0 | 0 |  |  | 0 | 0 | 0 | 0 | 0 | 0 | 0 | 0 | 0 | 0 | 0 | 0 | 0 | 0 | 0 | 0 | 0 | 0 | 0 | 0 | 0 | 0
| 0% | 0% | 0% | 0% | 0% | 0% | 0% | 0% | 0% | 0% | 0% | 0% | 0 | 0 | 0 | 0 | 0 | 0 | 0 | 0 | 0 | 0 |  |  | 0 | 0 | 0 | 0 | 0 | 0 | 0 | 0 | 0 | 0 | 0 | 0 | 0 | 0 | 0 | 0 | 0 | 0 | 0 | 0 | 0 | 0
| 0% | 0% | 0% | 0% | 0% | 0% | 0% | 0% | 0% | 0% | 0% | 0% | 0 | 0 | 0 | 0 | 0 | 0 | 0 | 0 | 0 | 0 |  |  | 0 | 0 | 0 | 0 | 0 | 0 | 0 | 0 | 0 | 0 | 0 | 0 | 0 | 0 | 0 | 0 | 0 | 0 | 0 | 0 | 0 | 0
| 0% | 0% | 0% | 0% | 0% | 0% | 0% | 0% | 0% | 0% | 0% | 0% | 0 | 0 | 0 | 0 | 0 | 0 | 0 | 0 | 0 | 0 |  |  | 0 | 0 | 0 | 0 | 0 | 0 | 0 | 0 | 0 | 0 | 0 | 0 | 0 | 0 | 0 | 0 | 0 | 0 | 0 | 0 | 0 | 0
| 0% | 0% | 0% | 0% | 0% | 0% | 0% | 0% | 0% | 0% | 0% | 0% | 0 | 0 | 0 | 0 | 0 | 0 | 0 | 0 | 0 | 0 |  |  | 0 | 0 | 0 | 0 | 0 | 0 | 0 | 0 | 0 | 0 | 0 | 0 | 0 | 0 | 0 | 0 | 0 | 0 | 0 | 0 | 0 | 0
| 0% | 0% | 0% | 0% | 0% | 0% | 0% | 0% | 0% | 0% | 0% | 0% | 0 | 0 | 0 | 0 | 0 | 0 | 0 | 0 | 0 | 0 |  |  | 0 | 0 | 0 | 0 | 0 | 0 | 0 | 0 | 0 | 0 | 0 | 0 | 0 | 0 | 0 | 0 | 0 | 0 | 0 | 0 | 0 | 0
| 0% | 0% | 0% | 0% | 0% | 0% | 0% | 0% | 0% | 0% | 0% | 0% | 0 | 0 | 0 | 0 | 0 | 0 | 0 | 0 | 0 | 0 |  |  | 0 | 0 | 0 | 0 | 0 | 0 | 0 | 0 | 0 | 0 | 0 | 0 | 0 | 0 | 0 | 0 | 0 | 0 | 0 | 0 | 0 | 0
Opex | 80.8505 | 19.7181 | 83.0185 | 19.8105 | 85.4189 | 19.9043 | 88.4435 | 19.9995 | 90.4526 | 20.084 | 428.184 | 99.5162
Capex | 189.5951 | 7.1234 | 172.2073 | 6.2083 | 164.8374 | 9.1547 | 149.0913 | 6.9205 | 131.4939 | 10.2079 | 807.225 | 39.6148