## Example 1
Worked Examples with itemised charges used in the underlying tabs
Choose a worked example number and see the results on the calculator tab and how the individual items are used on the relevant section tabs:
Worked Example: | 1 | Insert example number from example you would like displayed and see how they are calculated on the next pages
We based our scenarios on those provided by Ofwat Information notice IN-2007. However, notable differences include:
 Wastewater connection costs are not included in our examples as, in most cases, this is not typical work undertaken by Wessex Water.
 It is Wessex Water's policy to always using barrier pipe and our charges reflect this.
Worked Example 1: Single Short connection
Water:
Connection to an existing main. This includes service pipe and the boundary box fitting, excavation and reinstatement
Using ≤32mm barrier pipe and up to 4m excavated and reinstated in a road surface. Includes charges for Highway permit fee and any required traffic lights.
Administration fee, infrastructure fee and income offset
Waste:
Infrastructure fee at the standard rate is assumed and income offset
Worked Example 2: Single long connection
Water:
Connection to an existing main. This includes service pipe and the boundary box fitting, excavation and reinstatement
Using ≤32mm barrier pipe and 4m excavated and reinstated in a road surface and 4m excavated and reinstated in unmade ground. Includes charges for Highway permit fee and any required traffic lights.
Administration fee, infrastructure fee and income offset
Waste:
Infrastructure fee at the standard rate is assumed and income offset
Worked Example 3: Short Connection to Block of 10 Flats
Water:
Large diameter water connection to an existing main.
This includes service pipe and boundary box fitting, excavation and reinstatement in up to 4m of road surface
Traffic management
Waste:
Infrastructure fee at the standard rate is assumed and income offset
Worked Example 4: Long Connection to Block of 10 Flats
Water:
Large diameter water connection to an existing main.
This includes service pipe and boundary box fitting, excavation and reinstatement in up to 4m of road surface and up to 4m unmade ground
Traffic management
Waste:
Infrastructure fee at the standard rate is assumed and income offset
Worked Example 5: Small Housing Development
Water:
10 new service connections off new mains with no excavation or reinstatement required
Excavate, supply and reinstate for a new main with 10m of road surface and 40m in unmade surface
Traffic management
Waste:
Infrastructure fee at the rate assumed for the inclusion of an agreed SuDS scheme and income offset
Worked Example 6: Small Housing Development undertaken by an SLP
Water:
These scenarios assume that all contestable activities are undertaken by self-lay providers
Mains connection fee (≤49 properties) and associated administration fees
Waste:
Infrastructure fee at the rate assumed for the inclusion of an agreed SuDS scheme and income offset
Worked Example 7: Medium Housing Development
Water:
50 new service connections off new mains with no excavation or reinstatement required
Excavate, supply and reinstate for a new main with 10 of road surface and 290m in unmade surface
Traffic management
Waste:
Infrastructure fee at the rate assumed for the inclusion of an agreed SuDS scheme and income offset
Worked Example 8: Medium Housing Development undertaken by an SLP
Water:
These scenarios assume that all contestable activities are undertaken by self-lay providers
Mains connection fee (50+ properties) and associated administration fees
Waste:
Infrastructure fee at the rate assumed for the inclusion of an agreed SuDS scheme and income offset
Worked Example 9: Large Housing Development
Water:
200 new service connections off new mains with no excavation or reinstatement required
Excavate, supply and reinstate for a new main with 10 of road surface and 990m in unmade surface
Traffic management
Waste:
Infrastructure fee at the rate assumed for the inclusion of an agreed SuDS scheme and income offset
Worked Example 10: Large Housing Development undertaken by an SLP
Water:
These scenarios assume that all contestable activities are undertaken by self-lay providers
Mains connection fee (50+ properties) and associated administration fees
Waste:
Infrastructure fee at the rate assumed for the inclusion of an agreed SuDS scheme and income offset
The following sheets show how the calculator is filled out for the above example and the resulting costs are on the calculator page.

## Calculator
Contents |  |  |  |  | Your charges calculator
This Charges Calculator is available to support the information contained in the New Connection Services Charging Arrangements for 2021-22. |  |  |  |  | Supply/Water |  | Non-Contestable | Contestable | Income Offset | Total
[5 empty] | s45 | New water supply connection | 91 | 1690 | N/A | 1781 | Document Information
[5 empty] | s41 | New water mains requisition | 0 | 0 | N/A | 0 | Version: | v1
Area | Section | Activity | Chapter | Relevant Tables | s51 | Self lay water mains adoption | 0 | 0 | N/A | 0 | Charging Year: | 2021/22
Supply/ Water | s45 | New water supply connection | 4.3 | 4-1, 4-2 | s185 | Water mains diversion | 0 | 0 | N/A | 0
| s41 | New water mains requisition | 5.3 | 5-1, 5-2 | s146 | Infrastructure charges | 239 | N/A | -66.92 | 172.08
| s51 | Self lay water mains adoption | 5.6 | 4-1, 5-1, 5-2, 5-3, 5-4 |  | Sub-Total | 330 | 1690 | -66.92 | 1953.08
| s185 | Water mains diversion | 5.8 | 5-1, 5-2, 5-5, Hydrants
Waste/ Sewerage | s106/7 | New sewer connection | 6.3 | 6-1 | Waste/Sewerage |  | Non-Contestable | Contestable | Income Offset | Total
| s98 | New sewer requisition | 7.3 | 7-1, 7-2 | s106/7 | New sewer connection | 0 | N/A | N/A | 0
| s102 | Existing sewer adoption | 7.6 | 7-3 | s98 | New sewer requisition | 0 | 0 | N/A | 0
| s104 | New sewer adoption | 7.6 | 6-1, 7-2, 7-4 | s102 | Existing sewer adoption | 0 | N/A | N/A | 0
| s185 | Sewer diversion | 7.9 | 7-2, 7-5 | s104 | New sewer adoption | 0 | N/A | N/A | 0
Either | s146 | Infrastructure charges | 8.4 | 8-1, 8-2, 8-3 | s185 | Sewer diversion | 0 | 0 | N/A | 0
| - | Other | 3 | 3-1, 3-2 | s146 | Infrastructure charges | 596 | N/A | -131.12 | 464.88
[6 empty] | Sub-Total | 596 | 0 | -131.12 | 464.88
Exceptions to using upfront requsition and diversion charges
We reserve the right for all schemes to seek further costs from you should there be any change of scope, change in information provided to us or any other change that results in it not being reasonable for us to carry out the requisition on the basis of a fixed upfront charge. Please see the s41 and s185 pages for more details regarding supply/water and see s98 and s104 pages for more details regarding waste/sewerage. For full details see the Charging Arrangements document. |  |  |  |  | Other |  | Non-Contestable | Contestable | Income Offset | Total
[6 empty] | Extract of network map | 0 | N/A | N/A | 0
[6 empty] | Abortive visits (for information) | 0 | N/A | N/A | 0
Please see the s41 and s185 pages for more details regarding supply/water and see s98 and s104 pages for more details regarding waste/sewerage. | [5 empty] | Sub-Total | 0 | 0 | 0 | 0
For full details see the Charging Arrangements document. | [5 empty] | TOTAL | 926 | 1690 | -198.04 | 2417.96
Note that all charges detailed in this calculator exclude VAT
Legal Disclaimer
1. This self-service budget estimate calculator (the “Calculator”) has been developed to allow users to generate an estimate charge for connection services (the “Estimate Charge”) based on their selected requirements.
2. The Estimate Charge is intended to provide a reasonable estimate and may vary based on the accuracy of the user’s selected requirements and changes to their development parameters. For the avoidance of doubt, the Estimate Charge does not constitute a formal quotation.
3. The individual service connection charges are valid from 1 April to 31 March for each relevant year and are subject to annual review on 1 April. All charges exclude VAT.
4. The user acknowledge that the use of the Calculator shall not obviate any consent required by the user for its development(s). Wessex Water accept no responsibility for any planning authority consent(s) required by the user for its development(s).
5. Any reliance by the user on Wessex Water records to determine their requirements for the purpose of this Estimate Charge shall also be subject to those relevant disclaimers.
6. There may be certain circumstances where the Estimate Charge is not appropriate due to external factors outside our control or knowledge which may have an impact on these charges.

## Summary Charges sheet (hidden)
|  |  | Example number | 1 | [22 empty] | 1 | 2 | 3 | 4 | 5 | 7 | 9 | 6 | 8 | 10
Nr | Charge Ref | Table | Table Name | Charge Item | Charge Unit | Corporate Fee | 18-19 Charge | 19-20 Charge | 20-21 Charge | 21-22 Charge | % Chg | Check | To Do | Query/Response | Charge Owner | PF? | Description | Calculation | PF Person | PF Charge | Check | Old Basis of Charge | 18/19 | 19/20 | 20/21 | > Current Year examples | Connection only One house Both - Short | Connection only One house Both - Long | Connection only Block of 10 flats Both - Short | Connection only Block of 10 flats Both - Long | Small House Development 10 new conns of new main Both | Medium House Development 50 new conns of new main Both | Large House Development 200 new conns of new main Both | Small House Development 10 new conns of new main Both - SLP | Medium House Development 50 new conns of new main Both - SLP | Large House Development 200 new conns of new main Both - SLP | xx | > Prior Year examples | Connection only One house Both - Short | Connection only One house Both - Long | Connection only Block of 10 flats Both - Short | Connection only Block of 10 flats Both - Long | Small House Development 10 new conns of new main Both | Medium House Development 50 new conns of new main Both | Large House Development 200 new conns of new main Both | Small House Development 10 new conns of new main Both - SLP | Medium House Development 50 new conns of new main Both - SLP | Large House Development 200 new conns of new main Both - SLP | xx
1 | 3-1-1 | Table 3-1 | Charges payable for asset plans and viability studies | Extract of our network map (i.e. map of sewers or mains) – printed or sent electronically | Each | FALSE | 15 | 15 | 15 | 15 | 0% |  |  | Charge only comes out to £4 per map at most so not worth it But competition vs Searches | Matt Addison |  | Find map extract, send out, and process payment. |  |  |  |  | 2018/19 - Assumes 1/2 hour of time to find extract, send out, and process payment. 0.4 hours * £36.81 | 14.724 | [13 empty] | 0 | [11 empty] | 0
2 | 3-1-2 | Table 3-1 | Charges payable for asset plans and viability studies | Extract of company's network map (i.e. map of sewers or mains) – online access | Each | FALSE |  |  | FREE | FREE |  |  |  |  | Matt Addison |  | Customer uses tool to find map extract for themselves | [19 empty] | 0 | [11 empty] | 0
3 | 3-1-3 | Table 3-1 | Charges payable for asset plans and viability studies | Pre-development viability study - to confirm whether capacity can be provided by us in line with the proposed development programme | per enquiry | FALSE | FREE | FREE | FREE | FREE |  |  |  | This will be accompanied with a note to clarify the amount of work that will be done for free | N/A |  | Desktop study of existing system capacity, may include physical logging and site investigation of existing network operating parameters | N/A | [18 empty] | 0 | [11 empty] | 0
1 | 3-2-1 | Table 3-2 | Abortive visit charges | Any abortive site visit | per visit | FALSE |  | £75 + any relevant costs | £59 + any relevant costs | £59 + any relevant costs |  |  |  |  | Simon Hole | 3-2-1 | Admin Charges for each abortive visit - | Labour only | Simon Hole (with updates to rate from finance) | 59.4144 | TRUE | [15 empty] | 0 | [11 empty] | 0
2 | 3-2-2 | Table 3-2 | Abortive visit charges | Additional site inspections | per visit | FALSE |  | 75 | 118 | 128.1458 | 8.598% |  |  | OH (5%) omitted last year from salary rate | Simon Hole | 3-2-2 | Site Manager completing inspection to ensure site will be ready for next visit | Labour only | Simon Hole (with updates to rate from finance) | 128.1458 | TRUE | [15 empty] | 0 | [11 empty] | 0
3 | 3-2-3 | Table 3-2 | Abortive visit charges | If site is not ready, standing time for standard 3-man gang | per hour | FALSE | 129 | 106.12 | 138 | 139.5094 | 1.094% |  |  |  | Simon Hole | 3-2-3 | Time for gang to be stood up pending access to works | Labour only | Simon Hole (with updates to rate from finance) | 139.5094 | TRUE | CKBS average + corporate fee of 6% | [14 empty] | 0 | [11 empty] | 0
4 | 3-2-4 | Table 3-2 | Abortive visit charges | If site is not ready, abortive fees for standard 3-man gang | each visit | FALSE | 516 | 1910.16 | 2130 | 2126.7321 | -0.1534% |  |  |  | Simon Hole | 3-2-4 | Two days charged for insufficent notice of cancellation | Labour only | Simon Hole (with updates to rate from finance) | 2126.7321 | TRUE | CKBS average + corporate fee of 6% | [14 empty] | 0 | [11 empty] | 0
5 | 3-2-5 | Table 3-2 | Abortive visit charges | If site is not ready, remobilisation charges for standard 3-man gang | as required | FALSE | 350 | 955.08 | 1065 | 1063.3661 | -0.1534% |  |  |  | Simon Hole | 3-2-5 | One day charged for remobilisation of gang to site | Labour only | Simon Hole (with updates to rate from finance) | 1063.3661 | TRUE | CKBS average + corporate fee of 6%. Recovery of lost time and remobilisation charges for resources allocated to planned work aborted by client | [14 empty] | 0 | [11 empty] | 0
1 | 4-1-1 | Table 4-1 | Service connection administration charges (non-contestable) Section 45 | Administration fee where Wessex Water makes the connection (first connection) | per connection | FALSE | 47 | 59.6175 | 73 | 72.3138 | -0.94% |  |  |  | Matt Addison | 4-1-1 | Administration costs of processing an application for a new water supply connection (process application, create water regs record, manage payment + site survey + scheduling an appointment + GIS update (FM + RAPID)) | Labour only | Matt Addison & Sophie Calvert (updated CI inspector | 72.3138 | TRUE | Process application, create water regs record, manage payment + site survey + scheduling an appointment + GIS update (FM + RAPID) \= billing records update. 1.5 hours admin 0.5 hours GIS | 46.5 | 59.6175 |  |  | 1 | 1 | 1 | 1 | 1 | 1 | 1 |  |  |  | 7 |  | 1 | 1 | 1 | 1 | 1 | 1 | 1 |  |  |  | 7
2 | 4-1-2 | Table 4-1 | Service connection administration charges (non-contestable) Section 45 | Administration fee where Wessex Water makes the connection (each subsequent connection) | per connection | FALSE | 31 | 33.8275 | 28 | 28.614 | 2.193% |  |  |  | Matt Addison | 4-1-2 | Administration costs of processing an application for a new water supply connection (process application, manage payment + site survey + scheduling appointment+ GIS update (FM + RAPID) + billing records update) | Labour only | Matt Addison & Sophie Calvert | 28.614 | TRUE | Process application, manage payment + site survey + GIS update (FM + RAPID) + billing records update. 0.75 hours admin 0.5 hours GIS | 30.75 | 33.8275 |  |  |  |  | 9 | 9 | 9 | 49 | 199 |  |  |  | 275 |  |  |  | 9 | 9 | 9 | 49 | 199 |  |  |  | 275
3 | 4-1-3 | Table 4-1 | Service connection administration charges (non-contestable) Section 45 | Administration fee where an accredited entity makes the connection (first connection) | per connection | FALSE | 36 | 40.275 | 33 | 33.8881 | 2.691% |  |  |  | Matt Addison | 4-1-3 | Administration costs of processing an application for a new water supply connection from a Self Lay Provider (Process application, create water regs record, manage payment + site survey + scheduling an appointment + GIS update (FM + RAPID)) | Labour only | Matt Addison | 33.8881 | TRUE | Process application, create water regs record, manage payment + site survey + scheduling an appointment + GIS update (FM + RAPID) \= billing records update. 1 hours admin 0.5 hours GIS | 36 | 40.275 | [9 empty] | 1 | 1 | 1 | 3 | [8 empty] | 1 | 1 | 1 | 3
4 | 4-1-4 | Table 4-1 | Service connection administration charges (non-contestable) Section 45 | Administration fee where an accredited entity makes the connection (each subsequent connection) | per connection | FALSE | 26 | 27.38 | 23 | 23 | 1.478% |  |  |  | Matt Addison | 4-1-4 | Administration costs of processing an application for a new water supply connection from a Self Lay Provider (GIS update (FM + RAPID) + billing records update) | Labour only | Matt Addison | 23.34 | TRUE | Process application, manage payment + site survey + GIS update (FM + RAPID) + billing records update. 0.5 hours admin 0.5 hours GIS | 25.5 | 27.38 | [9 empty] | 9 | 49 | 199 | 257 | [8 empty] | 9 | 49 | 199 | 257
5 | 4-1-5 | Table 4-1 | Service connection administration charges (non-contestable) Section 45 | Trench inspections (where we inspect service pipes laid by others) | per trench | FALSE | 18 | 17.63 | 17 | 18.8671 | 10.98% |  |  | charge out rate change due to their total cost / number of jobs so it moves around | Matt Addison | 4-1-5 | Inspect service pipe trenches for conformity, depth, line and level | Labour only | Matthew Addison | 18.8671 | TRUE | Inspect service pipe trenches for conformity, depth, line and level. 0.5 hours * £36.81 | 18.405 | 17.63 |  |  | 1 | 1 | 1 | 1 | [6 empty] | 4 |  | 1 | 1 | 1 | 1 | [6 empty] | 4
1 | 4-2-1 | Table 4-2 | Service connection charges (contestable) Section 45 | Point of connection enquiry (where the customer has not selected the point of connection) | per enquiry | FALSE | FREE | FREE | FREE | FREE |  |  |  |  | N/A |  |  | N/A | [18 empty] | 0 | [11 empty] | 0
2 | 4-2-2 | Table 4-2 | Service connection charges (contestable) Section 45 | Design of service connection (where contestable) | per application | FALSE | FREE | FREE | FREE | FREE |  |  |  |  | N/A |  |  | N/A | [18 empty] | 0 | [11 empty] | 0
3 | 4-2-3 | Table 4-2 | Service connection charges (contestable) Section 45 | Connection (≤32mm diameter) to main including supply and installation of meter & meter box & up to 2 linear metres of service pipe | per connection | FALSE | 651 | 708.14 | 719 | 722.7185 | 0.5172% |  |  | More detailed data has been used to compile this from the bottom up and reinstatement costs weighted based on frequency of road, path or verge | Tony Eavis | 4-2-3 | Excavate to expose existing main, tap and connect live main, excavate provide and and lay communucation pipe, excavate and install MVU/meter box + join to private supply pipe | Per connection | Thomas Mansfield | 722.7185 | TRUE | [5 empty] | 1 | 1 | [8 empty] | 2 |  | 1 | 1 | [8 empty] | 2
4 | 4-2-4 | Table 4-2 | Service connection charges (contestable) Section 45 | Additional connection (≤32mm diameter) with no excavation or refill | per connection | FALSE |  |  | 164 | 168.9034 | 2.99% |  |  | This is based on the same costs as 4-2-7 and is a separate line for clarity to developers More detailed data has been used to compile this from the bottom up this year | Tony Eavis | 4-2-4 | Additional connection (≤32mm diameter) in same trench | charge same as developer digs and refills | Thomas Mansfield | 168.9034 | TRUE | [9 empty] | 9 | 49 | 199 |  |  |  | 257 | [11 empty] | 0
5 | 4-2-5 | Table 4-2 | Service connection charges (contestable) Section 45 | Connection (>32mm diameter) to main including supply and installation of meter & meter box & up to 2 linear metres of service pipe | per connection | FALSE | 740 | 877.17 | 890 | 1172.7205 | 31.77% |  |  | More detailed data has been used to compile this from the bottom up and reinstatement costs weighted based on frequency of road, path or verge | Tony Eavis | 4-2-5 | Excavate to expose existing main, tap and connect live main, excavate and lay communucation pipe, excavate and install MVU/meter box | Per connection | Thomas Mansfield | 1172.7205 | TRUE | [7 empty] | 1 | 1 | [6 empty] | 2 |  |  |  | 1 | 1 | [6 empty] | 2
6 | 4-2-6 | Table 4-2 | Service connection charges (contestable) Section 45 | Additional connection (>32mm diameter) with no excavation or refill | per connection | FALSE |  |  | 336 | 645.7001 | 92.17% |  |  | This is based on the similar costs as 4-2-8 and is a separate line for clarity to developers More detailed data has been used to compile this from the bottom up | Tony Eavis | 4-2-6 | Additional connection (>32mm diameter) in same trench | Priced as an additional connection | Thomas Mansfield | 645.7001 | TRUE | [15 empty] | 0 | [11 empty] | 0
7 | 4-2-7 | Table 4-2 | Service connection charges (contestable) Section 45 | Connection (≤32mm diameter) to main (including supply and installation of meter & meter box) where customer provides all excavation and refill | per connection | FALSE | 180 | 161.52 | 164 | 215.1924 | 31.21% |  |  | More detailed data has been used to compile this from the bottom up | Tony Eavis | 4-2-7 | Connection (≤32mm diameter) to main (including supply and installation of meter & meter box) where developer provides all excavation and refill | Per connection | Thomas Mansfield | 215.1924 | TRUE | 2018/19 £50 RR + 6% corporate overhead | [8 empty] | 1 | 1 | 1 |  |  |  | 3 | [5 empty] | 10 | 50 | 200 |  |  |  | 260
8 | 4-2-8 | Table 4-2 | Service connection charges (contestable) Section 45 | Connection (>32mm diameter) to main (including supply and installation of meter & meter box) where customer provides all excavation and refill | per connection | FALSE | 269 | 330.55 | 336 | 691.9892 | 105.9% |  |  | More detailed data has been used to compile this from the bottom up | Tony Eavis | 4-2-8 | Connection (>32mm diameter) to main (including supply and installation of meter & meter box) where developer provides all excavation and refill | Per connection | Thomas Mansfield | 691.9892 | TRUE | 2018/19 £120/£173 industry average + 6% corporate overhead | [14 empty] | 0 | [11 empty] | 0
9 | 4-2-9 | Table 4-2 | Service connection charges (contestable) Section 45 | Excavate, supply and lay additional pipe in verge/unmade ground and reinstate where required | per linear metre | FALSE | 185 | 163 | 164 | 199.4918 | 21.64% |  |  | More detailed data has been used to compile this from the bottom up | Tony Eavis | 4-2-9 | Excavate, supply and lay additional pipe in verge/unmade ground and reinstate where required | per linear metre | Thomas Mansfield | 199.4918 | TRUE | 2018/19 £120/£173 industry average + 6% corporate overhead | [5 empty] | 3 |  | 3 | [6 empty] | 6 |  |  | 3 |  | 3 | [6 empty] | 6
10 | 4-2-10 | Table 4-2 | Service connection charges (contestable) Section 45 | Excavate, supply and lay additional pipe in pavement/footway and reinstate where required | per linear metre | FALSE | 247 | 303.62 | 305 | 325.117 | 6.596% |  |  | More detailed data has been used to compile this from the bottom up | Tony Eavis | 4-2-10 | Excavate, supply and lay additional pipe in pavement/footway and reinstate where required | per linear metre | Thomas Mansfield | 325.117 | TRUE | [15 empty] | 0 | [11 empty] | 0
11 | 4-2-11 | Table 4-2 | Service connection charges (contestable) Section 45 | Excavate, supply and lay additional pipe in road and reinstate where required | per linear metre | FALSE | 247 | 324.58 | 329 | 410.7112 | 24.84% |  |  | More detailed data has been used to compile this from the bottom up | Tony Eavis | 4-2-11 | Excavate, supply and lay additional pipe in road and reinstate where required | per linear metre | Thomas Mansfield | 410.7112 | TRUE | [5 empty] | 2 | 3 | 2 | 3 | [6 empty] | 10 |  | 2 | 3 | 2 | 3 | [6 empty] | 10
12 | 4-2-12 | Table 4-2 | Service connection charges (contestable) Section 45 | Supply and lay additional pipe where customer provides all excavation and refill | per linear metre | FALSE |  |  |  | 27.42 | New |  |  | The time taken will need to be reviewed with actual data once available |  | 4-2-12 | supply and lay additional pipe where no excavation or reinstatement | per linear metre | Tom Mansfield | 27.42 | TRUE | [15 empty] | 0 | [11 empty] | 0
13 | 4-2-13 | Table 4-2 | Service connection charges (contestable) Section 45 | Connection by means of four port manifold (four connections) including up to 2 linear metres of service pipe | per manifold | FALSE | 887 | 1034.9068 | 1108 | 1395.538 | 25.95% |  |  | More detailed data has been used to compile this from the bottom up | Ian Coupe | 4-2-13 | Non-standard connection (>32mm) + 4-port manifold box (with 2m excavation & reinstatement) (excluding meters) | Non-standard connection cost + material + store handling fee | Elaine Poirot | 1395.538 | TRUE | non-Standard Conn + additional 3 meters + cost of 4 port manifold box | [14 empty] | 0 | [11 empty] | 0
14 | 4-2-14 | Table 4-2 | Service connection charges (contestable) Section 45 | Connection by means of six port manifold (six connections) including up to 2 linear metres of service pipe | per manifold | FALSE | 960 | 1114.114 | 1137 | 1424.7875 | 25.31% |  |  | More detailed data has been used to compile this from the bottom up | Ian Coupe | 4-2-14 | Non-standard connection (>32mm) + 6-port manifold box (with 2m excavation & reinstatement) | Non-standard connection cost + material + store handling fee | Elaine Poirot | 1424.7875 | TRUE | Excavate to expose existing main, tap and connect live main, excavate and lay communucation pipe, excavate and install manifold and surface box | [14 empty] | 0 | [11 empty] | 0
15 | 4-2-15 | Table 4-2 | Service connection charges (contestable) Section 45 | Supply 15mm meter (non-AMR) | per meter | FALSE | 14 | 36.4284 | 31 | 31.4587 | 1.48% |  |  |  | Ian Coupe | 4-2-15 | Supply only of meter body and meter box components for installation by others | Meter + meter box + store handling fee | Elaine Poirot | 31.4587 | TRUE | [15 empty] | 0 | [11 empty] | 0
16 | 4-2-16 | Table 4-2 | Service connection charges (contestable) Section 45 | Supply 15mm meter (AMR) | per meter | FALSE | 45 | 64.8864 | 68 | 65.8666 | -3.137% |  |  |  | Ian Coupe | 4-2-16 | Supply only of meter body and meter box components for installation by others | Meter + meter box + store handling fee | Elaine Poirot | 65.8666 | TRUE | [7 empty] | 9 | 9 | [6 empty] | 18 |  |  |  | 9 | 9 | [6 empty] | 18
17 | 4-2-17 | Table 4-2 | Service connection charges (contestable) Section 45 | Install and commission meter and/or meter box - labour only, components not included (only for meter types that necessitate a non-contestable delivery) | per meter | FALSE | 35 | 35.26 | 34 | 23.1445 | -31.93% |  |  | Add to supply of meter above | Tony Eavis | 4-2-17 | Install meter and meter box. | Labour only | Thomas Mansfield | 23.1445 | TRUE | Excavate and install meter and meter box. 1 hr work |  | 0 | [12 empty] | 0 | [11 empty] | 0
18 | 4-2-18 | Table 4-2 | Service connection charges (contestable) Section 45 | Connection charge for building water (if not metered) | per plot | FALSE | 80 | 82.4 | 82 | 73.0195 | -10.95% |  |  | Mainly metered now | Eco Reg | [6 empty] | Estimated cost of the water used in building properties - 37 m3 used on average x full volumetric rate (1.9735 for 21/22) of water |  | 82.1215 | 74.2146 | [11 empty] | 0 | [11 empty] | 0
19 | 4-2-19 | Table 4-2 | Service connection charges (contestable) Section 45 | Traffic management inclusive of Highway Permit fee and traffic lights (if required) | per week or part thereof | FALSE | 350 | 350 | 145 | 145 | 0% |  |  | Almost all sites need traffic management of some kind, but not all need traffic lights. As traffic lights made up the bulk of 19/20 charge (£350), this essentially meant that a fair number of customers were not getting value for money. Conversely, there were also some customers who were being charged nothing when they should have been charged a small fee (e.g. these customers benefited from ‘chapter 8’ road signs + permit but we charged them £0). The charge has now been averaged out across all customers who need traffic management of some form. This traffic management might just be chapter 8, or it might be traffic lights etc. This has led to it becoming significantly less expensive as the actual costs incurred by us each year are being spread amongst significantly more customers. | Tony Eavis | 4-2-19 | Provision of temporary traffic control lights , signage and other associated equipment | Signage weekly rate + delivery/collection | Tony Eavis & Chris Harrop | 145 | TRUE | [5 empty] | 1 |  | 1 | [7 empty] | 2 |  | 1 |  | 1 | [7 empty] | 2
20 | 4-2-20 | Table 4-2 | Service connection charges (contestable) Section 45 | Road closure fixed charge inclusive of Highway Permit fee | per closure | FALSE | 1350 | 2340 | 2387 | 2387 | 0% |  |  | Includes permit | Tony Eavis | 4-2-20 | Includes application for road closure to council, traffic management signage etc. and advance warning signage | Application fee + traffic management + signage | Tony Eavis & Chris Harrop | 2387 | TRUE | Apply for diversionary route, errect diversionary signage, manage signage for duration of works and recover on completion. Average cost for licence. | [5 empty] | 1 |  | 1 | [6 empty] | 2 |  |  | 1 |  | 1 | [6 empty] | 2
1 | 4-3-1 | Table 4-3 | Disconnection charges (non-contestable) Section 62 | Permanent disconnection for domestic properties | each | FALSE | FREE | FREE | FREE | FREE |  |  |  |  | N/A |  |  | N/A | [18 empty] | 0 | [11 empty] | 0
1 | 5-1-1 | Table 5-1 | Providing a public main as a Section 41 Requisition (non-contestable) Section 41 | Mains administration fee | per application | TRUE | 68 | 78.96 | 67 | 69.1823 | 3.257% |  |  |  | Matt Addison | 5-1-1 | Administration fee for setting up scheme, filing, liaison with developer, processing water quality test results. | Labour only | Matt Addison | 69.1823 | TRUE | Administration fee for setting up scheme, filing, liaison with developer, processing water quality test results. 2.5 hours admin 0.5 hours GIS | 67.5 | 78.96 | [6 empty] | 1 | 1 | 1 | 1 | 1 | 1 | 6 | [5 empty] | 1 | 1 | 1 | 1 | 1 | 1 | 6
2 | 5-1-2 | Table 5-1 | Providing a public main as a Section 41 Requisition (non-contestable) Section 41 | Mains design approval fee (applied whether design is done by us or third party) | per requisition | TRUE | 160 | 174.125 | 215 | 225.5722 | 4.917% |  |  |  | Simon Hole | 5-1-2 | Approval for third party design by S41 engineer and networks inspectors | Labour only | Simon Hole (with updates to rate from finance) | 225.5722 | TRUE | Approval of mains designed by others - 3.5 hours * £45.48 WECs engineer | 159.18 | 174.125 | [6 empty] | 1 | 1 | 1 | 1 | 1 | 1 | 6 | [5 empty] | 1 | 1 | 1 | 1 | 1 | 1 | 6
3 | 5-1-3 | Table 5-1 | Providing a public main as a Section 41 Requisition (non-contestable) Section 41 | Mains connection for connecting 49 properties or less that involves heightened risk to existing assets or could affect supplies to existing customers | per connection | TRUE | 2660 | 2994.5024 | 3201 | 3206.2136 | 0.1629% |  |  |  | Simon Hole | 5-1-3 | 3 man gang - WW carrying out connection for new main into the existing network including roadworks, warning letters and reinstatement necessary | Water main + sluice valve + installation of both + reinstatement + connection + foreman supervision | Simon Hole (with updates to rate from finance) | 3206.2136 | TRUE | [9 empty] | 1 |  |  | 1 |  |  | 2 | [5 empty] | 1 |  |  | 1 |  |  | 2
4 | 5-1-4 | Table 5-1 | Providing a public main as a Section 41 Requisition (non-contestable) Section 41 | Mains connection for connecting 50 properties or more that involves heightened risk to existing assets or could affect supplies to existing customers (including the cost of supplying and fitting a meter for leakage monitoring requirements and associated valves and hydrants) | per connection | TRUE | 4570 | 6369.6024 | 6907 | 5720.3326 | -17.18% |  |  | WSX will no longer pass on the charge of the leakage monitor as it is not needed but preferred by WSX | Simon Hole | 5-1-4 | 3 man gang completing the connection to our network and installation of leakage meter includingroadworks, warning letters and reinstatement | Water main + sluice valve + meter + installation of all + reinstatement + hydrants + foreman supervision | Simon Hole (with updates to rate from finance) | 5720.3326 | TRUE | [10 empty] | 1 | 1 |  | 1 | 1 | 4 | [6 empty] | 1 | 1 |  | 1 | 1 | 4
5 | 5-1-5 | Table 5-1 | Providing a public main as a Section 41 Requisition (non-contestable) Section 44 | Laying of additional mains where required to connect to nearest water main |  | TRUE |  | Table 5-2 | Table 5-2 | Table 5-2 |  |  |  |  | N/A |  |  | N/A | [18 empty] | 0 | [11 empty] | 0
1 | 5-2-1 | Table 5-2 | Providing a public main as a Section 41 Requisition (contestable) Section 41 | Point of connection enquiry (where the customer has not selected the point of connection) | per enquiry | TRUE | FREE | FREE | FREE | FREE |  |  |  |  | N/A |  |  | N/A | [18 empty] | 0 | [11 empty] | 0
2 | 5-2-2 | Table 5-2 | Providing a public main as a Section 41 Requisition (contestable) Section 41 | Mains design fee (excluding approval fee) | per requisition | TRUE | 341 | 373.125 | 395 | 407.3505 | 3.127% |  |  |  | Simon Hole | 5-2-2 | Design of distribution mains layouts to serve site specific requirements. | Labour only | Simon Hole (with updates to rate from finance) | 407.3505 | TRUE | Design of distribution mains layouts to serve site specific requirements. 1 day = see self lay. 7.5 hours * £45.48 WECs engineer | 341.1 | 373.125 | [6 empty] | 1 | 1 | 1 |  |  |  | 3 | [5 empty] | 1 | 1 | 1 |  |  |  | 3
3 | 5-2-3 | Table 5-2 | Providing a public main as a Section 41 Requisition (contestable) Section 41 | Re-design fee where layout subsequently amended | per request | TRUE | 171 | 186.5625 | 214 | 225.6924 | 5.464% |  |  |  | Simon Hole | 5-2-3 | Amend design of distribution mains layouts to serve site specific requirements | Labour only | Simon Hole (with updates to rate from finance) | 225.6924 | TRUE | Amend design of distribution mains layouts to serve site specific requirements - 1/2 day | 170.55 | 186.5625 | [12 empty] | 0 | [11 empty] | 0
4 | 5-2-4 | Table 5-2 | Providing a public main as a Section 41 Requisition (contestable) Section 41 | Supply and lay pipe where customer digs and reinstates the trench | per linear metre | TRUE | 74 | 74.9913 | 76 | 75.8398 | -0.2108% |  |  |  | Simon Hole | 5-2-4 | 3 man gang installing 90mm pipe into pre dug trench with dust | Pipe + installation + foreman supervision | Simon Hole (with updates to rate from finance) | 75.8398 | TRUE | CKBS + 6% corporate fee | [14 empty] | 0 | [11 empty] | 0
5 | 5-2-5 | Table 5-2 | Providing a public main as a Section 41 Requisition (contestable) Section 41 | Excavate, supply and lay additional pipe in verge/unmade ground and reinstate | per linear metre | TRUE | 117 | 116.3787 | 119 | 119 | 0.3787% |  |  |  | Simon Hole | 5-2-5 | excavate install and dust 90mm pipe within a development boundary - unmade ground or within a grass verge with reinstatement | Pipe + installation + foreman supervision | Simon Hole (with updates to rate from finance) | 119.4506 | TRUE | CKBS + 6% corporate fee | [8 empty] | 40 | 290 | 990 |  |  |  | 1320 | [5 empty] | 40 | 290 | 990 |  |  |  | 1320
6 | 5-2-6 | Table 5-2 | Providing a public main as a Section 41 Requisition (contestable) Section 41 | Excavate, supply and lay additional pipe in pavement/footway and reinstate | per linear metre | TRUE | 191 | 203.4369 | 151 | 151.755 | 0.5% |  |  |  | Simon Hole | 5-2-6 | 90mm pipe installed into a footpath with reinstatment | Pipe + installation + reinstatement + foreman supervision | Simon Hole (with updates to rate from finance) | 151.755 | TRUE | CKBS + 6% corporate fee | [14 empty] | 0 | [11 empty] | 0
7 | 5-2-7 | Table 5-2 | Providing a public main as a Section 41 Requisition (contestable) Section 41 | Excavate, supply and lay additional pipe in road and reinstate | per linear metre | TRUE | 233 | 288.4207 | 222 | 222.8279 | 0.3729% |  |  |  | Simon Hole | 5-2-7 | excavate existing carriageway install 90mm pipe with dust and reinstatement | Pipe + installation + reinstatement + foreman supervision | Simon Hole (with updates to rate from finance) | 222.8279 | TRUE | CKBS + 6% corporate fee | [8 empty] | 10 | 10 | 10 |  |  |  | 30 | [5 empty] | 10 | 10 | 10 |  |  |  | 30
8 | 5-2-8 | Table 5-2 | Providing a public main as a Section 41 Requisition (contestable) Section 41 | Land entry agreements including compensation and legal fees | per linear metre | TRUE |  | 8 | 23 | 23.05 | 0.2174% |  |  | Emailed Nick Routh 22/9 | Simon Hole/ Nick Routh |  |  | 3 years of analysis results in an average cost of £23.05 | [18 empty] | 0 | [11 empty] | 0
9 | 5-2-9 | Table 5-2 | Providing a public main as a Section 41 Requisition (contestable) Section 41 | Providing a booster where a customer desires guaranteed pressure greater than 0.7 bar at any point on the site | per booster | TRUE | 63600 | 75412.8206 | 144215 | 145079.8631 | 0.5997% |  |  | TR61 output | Simon Hole | 5-2-9 | Providing a 2kWh booster where a developer desires guaranteed pressure greater than 0.7 bar at any point on the site | TR61 : M&E £k = 98.407 + 1.244 * Power Civils £k = 23.494 + 1.363 * Power in Q3 2015 prices therefore inflate: 2.0% for 16-17 charges 2.2% for 17-18 charges 3.9% for the 18-19 charges 3.2% for the 19-20 charges 2.0% (forecast) for the 20-21 charges | Elaine Poirot (TR61) | 145079.8631 | TRUE | CKBS | [14 empty] | 0 | [11 empty] | 0
10 | 5-2-10 | Table 5-2 | Providing a public main as a Section 41 Requisition (contestable) Section 41 | Routine in-line mains connections (second connection of main in case of diversion) | per connection | TRUE | 1000 | 955.0934 | 553 | 551.8571 | -0.2067% |  |  |  | Simon Hole | 5-2-10 | Routine connection known as back to back, the connection of new mains to existing within building site and removal of temp apparatus. | Connection | Simon Hole (with updates to rate from finance) | 551.8571 | TRUE | Piece through like for like diameter main to stop end valve in excavation opened by others = £125.73 x 7.5 x 1.06 | [8 empty] | 1 | 3 | 10 |  |  |  | 14 | [5 empty] | 1 | 3 | 10 |  |  |  | 14
11 | 5-2-11 | Table 5-2 | Providing a public main as a Section 41 Requisition (contestable) Section 41 | Pressure testing | per test | TRUE | 612 | 541.46 | 390 | 436.0359 | 11.8% |  |  | Chlorinator tester rate up due to staff change - long serving employee with final pension scheme | Simon Hole | 5-2-11 | Fill main, purge air, pressure test, prove main, provide test certificate | 0 | Simon Hole (with updates to rate from finance) | 436.0359 | TRUE | Fill main, purge air, pressure test, prove main, provide test certificate = 18 hours * £34 | 612 | 731.52 | [6 empty] | 1 | 3 | 10 |  |  |  | 14 | [5 empty] | 1 | 3 | 10 |  |  |  | 14
12 | 5-2-12 | Table 5-2 | Providing a public main as a Section 41 Requisition (contestable) Section 41 | Chlorination | per phase | TRUE | 306 | 270.73 | 268 | 311.0544 | 16.07% |  |  | Chlorinator tester rate up due to staff change - long serving employee with final pension scheme | Simon Hole | 5-2-12 | Plan, deteremine dosing rate, inject and test for chlorine residual, flush, analyse water quality samples and provide test certificate | 0 | Simon Hole (with updates to rate from finance) | 311.0544 | TRUE | Plan, deteremine dosing rate, inject and test for chlorine residual, flush, analyse water quality samples and provide test certificate = 9 hours * £34 | 306 | 365.76 | [6 empty] | 1 | 3 | 10 |  |  |  | 14 | [5 empty] | 1 | 3 | 10 |  |  |  | 14
13 | 5-2-13 | Table 5-2 | Providing a public main as a Section 41 Requisition (contestable) Section 41 | Sampling and undertaking standard analysis | per sample | TRUE | 85 | 85 | 135 | 156.9567 | 16.26% |  |  | Chlorinator tester rate up due to staff change - long serving employee with final pension scheme | Simon Hole | 5-2-13 | Includes both the tester and labs time | 0 | Simon Hole (with updates to rate from finance) | 156.9567 | TRUE | Take water quality samples, test and provide analysis certificate | [8 empty] | 1 | 3 | 10 |  |  |  | 14 | [5 empty] | 1 | 3 | 10 |  |  |  | 14
14 | 5-2-14 | Table 5-2 | Providing a public main as a Section 41 Requisition (contestable) Section 41 | Traffic management inclusive of Highway Permit fee and traffic lights (if required) | per week or part thereof | TRUE | 350 | 350 | 145 | 145 | 0% |  |  | See 4-2-18 | Tony Eavis | 4-2-19 | Provision of temporary traffic control lights , signage and other associated equipment | Signage weekly rate + delivery/collection | Tony Eavis & Chris Harrop | 145 | TRUE | [9 empty] | 1 | 1 | 1 |  |  |  | 3 | [5 empty] | 1 | 1 | 1 |  |  |  | 3
15 | 5-2-15 | Table 5-2 | Providing a public main as a Section 41 Requisition (contestable) Section 41 | Road closure fixed charge inclusive of Highway Permit fee | per closure | TRUE | 1350 | 2340 | 2387 | 2387 | 0% |  |  | See 4-2-19 | Tony Eavis | 4-2-20 | Includes application for road closure to council, traffic management signage etc. and advance warning signage | Application fee + traffic management + signage | Tony Eavis & Chris Harrop | 2387 | TRUE | [15 empty] | 0 | [11 empty] | 0
1 | 5-3-1 | Table 5-3 | Adopting self-laid mains (non-contestable) Section 51 | Pre-commencement fee | per application | TRUE | 74 | 40.64 | FREE | FREE |  |  |  | Decision made not to charge - see Matt Greenfield email 23/10/19 | Nick Mahoney | 5-3-1 | Fee to instigate internal design works, enable preliminary inspections and liaison with developer. | Decision not to charge - see Matt Greenfield email 23/10/19 | Elaine Poirot | FREE | TRUE | Fee to instigate internal design works, enable preliminary inspections and liaison with developer. Assumes 2 people take 1 hour to meet with the developer. 2 hours * £36.81 | 73.62 | 40.64 | [12 empty] | 0 | [11 empty] | 0
2 | 5-3-2 | Table 5-3 | Adopting self-laid mains (non-contestable) Section 51 | Re-inspection fee | per site visit | TRUE | 37 | 81.28 | FREE | FREE |  |  |  | Decision made not to charge - see Matt Greenfield email 23/10/19 | Nick Mahoney | 5-3-2 | Re-inspection of works following amendments, alterations and corrections to agreed works. | Decision not to charge - see Matt Greenfield email 23/10/19 | Elaine Poirot | FREE | TRUE | Re-inspection of works following amendments, alterations and corrections to agreed works. Assumes 1 hour of labour at £36.81 | 36.81 | 81.28 | [12 empty] | 0 | [11 empty] | 0
3 | 5-3-3 | Table 5-3 | Adopting self-laid mains (non-contestable) Section 51 | Legal agreement fee (for new agreements or reassessments of previous assessments) | per adoption | TRUE | 460 | 460.025 | FREE | FREE |  |  |  | Ruth (email 10/10/19): On the section 51 agreement, there is no real legal input into the drawing up of these agreements as they are based on a template (some admin time from Nick’s team plus my signature) so I believe the decision was taken to not make a charge. | Ruth Jefferson | 5-3-3 | Legal team produces or reassesses legal agreement as part of S51 & S104 activities | Ruth: On the section 51 agreement, there is no real legal input into the drawing up of these agreements as they are based on a template (some admin time from Nick’s team plus my signature) so I believe the decision was taken to not make a charge. | Ruth Jerfferson (email dated 10/10/19) | FREE | TRUE |  |  | 460.025 | Does this need to include an hour of Nick's time? | [11 empty] | 0 | [11 empty] | 0
4 | 5-3-4 | Table 5-3 | Adopting self-laid mains (non-contestable) Section 51 | Service connection administration fees (where an SLP is providing these) | per connection | TRUE | Table 4-1 | Table 4-1 | Table 4-1 | Table 4-1 |  |  |  |  | N/A |  |  | N/A | [18 empty] | 0 | [11 empty] | 0
5 | 5-3-5 | Table 5-3 | Adopting self-laid mains (non-contestable) Section 51 | Excavate, supply and lay pipe (and reinstate where required) |  | TRUE |  | Table 5-1 | Table 5-1 | Table 5-1 |  |  |  |  | N/A |  |  | N/A | [18 empty] | 0 | [11 empty] | 0
1 | 5-4-1 | Table 5-4 | Adopting self-laid mains (contestable) Section 51 | Mains design fee (excluding approval fee) | per design request | TRUE | 341 | 373.125 | 395 | 407.3505 | 3.127% |  |  |  | Simon Hole | 5-2-2 | Design of distribution mains layouts to serve site specific requirements. | Labour only | Simon Hole (with updates to rate from finance) | 407.3505 | TRUE | Design of distribution mains layouts to serve site specific requirements. 1 day = see self lay. 7.5 hours * £45.48 WECs engineer | 341.1 | 373.125 | [9 empty] | 1 | 1 | 1 | 3 | [8 empty] | 1 | 1 | 1 | 3
2 | 5-4-2 | Table 5-4 | Adopting self-laid mains (contestable) Section 51 | Excavate, supply and lay pipe (and reinstate where required) |  | TRUE |  | Table 5-2 | Table 5-2 | Table 5-2 |  |  |  |  | N/A |  |  | N/A | [18 empty] | 0 | [11 empty] | 0
1 | 5-5-1 | Table 5-5 | Diverting water mains Section 185 | Administration fee | per application | FALSE | 74 | 132.13 | 166 | 155.4816 | -6.336% |  |  | Removed Corporate fee as Diversions now treated as OPEX | Mike Gale | 5-5-1 | Administration fee for setting up scheme, filing, financial processing, liaison with developer. | Labour only | Matt Addison | 155.4816 | TRUE | Administration fee for setting up scheme, filing, liaison with developer, processing water quality test results. 2.5 hours admin + 1 hour GIS | 82.5 | 132.13 | [12 empty] | 0 | [11 empty] | 0
2 | 5-5-2 | Table 5-5 | Diverting water mains Section 185 | Design fee (where a mains is to be diverted) (refundable in part) | per design | FALSE | 2000 | 2000 | 1894 | 1805.4937 | -4.673% |  |  | Removed Corporate fee as Diversions now treated as OPEX | Simon Hole | 5-5-2 | Desktop appraisal of impact of proposed works on existing infrastructure, propose and cost diversionary works | Labour only | Simon Hole (with updates to rate from finance) | 1805.4937 | TRUE | Desktop appraisal of impact of proposed works on existing infrastructure, propose and cost diversionary works | [14 empty] | 0 | [11 empty] | 0
3 | 5-5-3 | Table 5-5 | Diverting water mains Section 185 | Technical assessment fee (where the design for the diversion is provided by the customer) | per assessment | FALSE | 160 | 160 | 223 | 216.5358 | -2.899% |  |  | Removed Corporate fee as Diversions now treated as OPEX | Simon Hole | 5-5-3 | technical assessment where a design is submitted for approval | 0 | Simon Hole (with updates to rate from finance) | 216.5358 | TRUE | desktop technical assessment of proposal designed by others | [14 empty] | 0 | [11 empty] | 0
4 | 5-5-4 | Table 5-5 | Diverting water mains Section 185 | Inspection fee (where the diversion work is provided by the customer) | per inspection | FALSE | 170 | 203.2 | 219 | 224.3677 | 2.451% |  |  | Removed Corporate fee as Diversions now treated as OPEX Variances in rates for site manager (multiplier amendment made) and distribution inspector (rate change due to jobs) | Simon Hole | 5-5-4 | Inspection of physical works undertaken by others. | Labour only | Simon Hole (with updates to rate from finance) | 224.3677 | TRUE | Inspection of physical works undertaken by others. 5 visits x £34 per hour | 170 | 203.2 | [12 empty] | 0 | [11 empty] | 0
5 | 5-5-5 | Table 5-5 | Diverting water mains Section 185 | Disconnection/reconnection of main (shut off) | per connection | FALSE |  | 955.08 | 1035 | 1016.8709 | -1.752% |  |  | Removed Corporate fee as Diversions now treated as OPEX Variances in rate for site manager (multiplier amendment made) | Simon Hole | 5-5-5 | Disconnection/reconnection of main (shut off) | 0 | Simon Hole (with updates to rate from finance) | 1016.8709 | TRUE | [15 empty] | 0 | [11 empty] | 0
6 | 5-5-6 | Table 5-5 | Diverting water mains Section 185 | Disconnection/reconnection of main (line stop) | per connection | FALSE |  | 4304 | 5139 | 5127.0183 | -0.2332% |  |  | Removed Corporate fee as Diversions now treated as OPEX Variances in rate for site manager (multiplier amendment made) | Simon Hole | 5-5-6 | Disconnection/reconnection of main (line stop) | 0 | Simon Hole (with updates to rate from finance) | 5127.0183 | TRUE | [15 empty] | 0 | [11 empty] | 0
7 | 5-5-7 | Table 5-5 | Diverting water mains Section 185 | Decommissioning redundant pipe | per linear metre | FALSE | 27 | 27 | 27 | 27 | 0% |  |  |  | Mike Gale | [6 empty] | Physically disconnect redundant assets from live system. £125.73 x 1.06 - per hour, converted to per linear metre. | [14 empty] | 0 | [11 empty] | 0
8 | 5-5-8 | Table 5-5 | Diverting water mains Section 185 | Reinstatement of ground for washout/sluice valve installation | each | FALSE |  | 202.82 | 170 | 166.2362 | -2.214% |  |  |  | Simon Hole | 5-5-8 | reinstatement of valve or hydrant surround including concrete apron | Reinstatement | Simon Hole (with updates to rate from finance) | 166.2362 | TRUE | [15 empty] | 0 | [11 empty] | 0
9 | 5-5-9 | Table 5-5 | Diverting water mains Section 185 | Excavate, supply and lay pipe (and reinstate where required) |  | FALSE | Table 6-2 | Tables 5-1 & 5-2 | Tables 5-1 & 5-2 | Tables 5-1 & 5-2 |  |  |  |  | N/A |  |  | N/A | [18 empty] | 0 | [11 empty] | 0
1 | 6-1-1 | Table 6-1 | Sewer connection charges (non-contestable) Section 106 & 107 | Administration & technical approval fee | per application | FALSE | 79 | 83.8017 | 73 | 72.6247 | -0.5141% |  |  |  | Matt Addison | 6-1-1 | Administration & technical assement of an application to connect to the public sewer | Labour only | Matt Addison | 72.6247 | TRUE | Administration: Process application, create record, manage payment. 1 hour admin + 0.5 hours GIS. Technical Approval: Agree works meet technical requirements. 1 hour technician + 0.5 hours Engineer (1.5 * £30.31) | 81.465 | 83.8017 | [12 empty] | 0 | [11 empty] | 0
2 | 6-1-2 | Table 6-1 | Sewer connection charges (non-contestable) Section 106 & 107 | Connection by means of a Y-junction or saddle (including materials) | per connection | FALSE | 400 | 363.18 | 370 | 384.55 | 3.932% |  |  |  | Matt Addison | 6-1-2 | Connection by means of a Y-junction or saddle | Average cost of a connection (closed jobs between 01 January 2019 to 31 July 2019) | Matthew Addison | 384.55 | TRUE | Make connection to existing sewer in excavation opened by others, including saddle/junction and couplings | [14 empty] | 0 | [11 empty] | 0
3 | 6-1-3 | Table 6-1 | Sewer connection charges (non-contestable) Section 106 & 107 | Inspection of a connection via a new manhole | per application | FALSE | 110 | 121.92 | 103 | 137.8609 | 33.85% |  |  | Variances in rate for site inspector (multiplier amendment made) | Mike Gale | 6-1-3 | Inspect works for conformity | Labour only | Matt Addison | 137.8609 | TRUE | Inspect works for conformity - 3 hours inspector | 110.43 | 121.92 | [12 empty] | 0 | [11 empty] | 0
4 | 6-1-4 | Table 6-1 | Sewer connection charges (non-contestable) Section 106 & 107 | Inspection of a connection via an existing manhole | per application | FALSE | 55 | 60.96 | 51 | 68.9304 | 35.16% |  |  | Variances in rate for site inspector (multiplier amendment made) | Mike Gale | 6-1-4 | Inspect works for conformity | Labour only | Matt Addison | 68.9304 | TRUE | Inspect works for conformity - 1.5 hours inspector | 55.215 | 60.96 | [12 empty] | 0 | [11 empty] | 0
1 | 7-1-1 | Table 7-1 | Providing a public sewer or lateral drain (non-contestable) Section 98 requisition | Administration fee | per application | TRUE | 114 | 125.29 | 278 | 282.5177 | 1.625% |  |  |  | Mike Gale | 7-1-1 | Administration fee for setting up scheme, filing, liaison with developer, engineering consultancy, preparation and issue of offer letters. | Labour only | Matt Addison | 282.5177 | TRUE | Administration fee for setting up scheme, filing, liaison with developer, engineering consultancy, preparation and issue of offer letters. 3 hours admin + 1.5 hours GIS | 108 | 125.29 | [12 empty] | 0 | [11 empty] | 0
2 | 7-1-2 | Table 7-1 | Providing a public sewer or lateral drain (non-contestable) Section 98 requisition | Point of connection enquiry (where the customer has not selected the point of connection) | per requisition | TRUE | FREE | FREE | FREE | FREE |  |  |  |  | N/A |  | Determine appropriate point of connection to existing system | N/A |  |  |  | Determine appropriate point of connection to existing system | [14 empty] | 0 | [11 empty] | 0
1 | 7-2-1 | Table 7-2 | Requisition charges for new public sewers (contestable) Section 98 requisition | Gravity Sewer - Pipe Depth ≤ 3m, Pipe Diameter ≤225mm - Field | per linear metre |  |  |  |  | 787.17 | New | TITLE ERROR |  | Mainly external contractors estimated 25% uplift to include external rates and additional time taken Attach hyperlink to backup file | [22 empty] | 0 | [11 empty] | 0
2 | 7-2-2 | Table 7-2 | Requisition charges for new public sewers (contestable) Section 98 requisition | Gravity Sewer - Pipe Depth ≤ 3m, Pipe Diameter ≤225mm - Made Ground | per linear metre |  |  |  |  | 1024.44 | New | TITLE ERROR |  | Mainly external contractors estimated 25% uplift to include external rates and additional time taken | [22 empty] | 0 | [11 empty] | 0
3 | 7-2-3 | Table 7-2 | Requisition charges for new public sewers (contestable) Section 98 requisition | Gravity Sewer - Pipe Depth ≤ 3m, Pipe Diameter ≤225mm - Road | per linear metre |  |  |  |  | 1407.48 | New | TITLE ERROR |  | Mainly external contractors estimated 25% uplift to include external rates and additional time taken | [22 empty] | 0 | [11 empty] | 0
4 | 7-2-4 | Table 7-2 | Requisition charges for new public sewers (contestable) Section 98 requisition | Gravity Sewer - Pipe Depth ≤ 3m, Pipe Diameter >225mm and ≤300mm - Field | per linear metre |  |  |  |  | 834.83 | New | TITLE ERROR |  | Mainly external contractors estimated 25% uplift to include external rates and additional time taken | [22 empty] | 0 | [11 empty] | 0
5 | 7-2-5 | Table 7-2 | Requisition charges for new public sewers (contestable) Section 98 requisition | Gravity Sewer - Pipe Depth ≤ 3m, Pipe Diameter >225mm and ≤300mm - Made Ground | per linear metre |  |  |  |  | 1077.9 | New | TITLE ERROR |  | Mainly external contractors estimated 25% uplift to include external rates and additional time taken | [22 empty] | 0 | [11 empty] | 0
6 | 7-2-6 | Table 7-2 | Requisition charges for new public sewers (contestable) Section 98 requisition | Gravity Sewer - Pipe Depth ≤ 3m, Pipe Diameter >225mm and ≤300mm - Road | per linear metre |  |  |  |  | 1435.65 | New | TITLE ERROR |  | Mainly external contractors estimated 25% uplift to include external rates and additional time taken | [22 empty] | 0 | [11 empty] | 0
7 | 7-2-7 | Table 7-2 | Requisition charges for new public sewers (contestable) Section 98 requisition | Pumped Sewer ≤1.5m depth, 80mm pipe diameter - Field | per linear metre |  |  |  |  | 551.5 | New | TITLE ERROR |  | Mainly external contractors estimated 25% uplift to include external rates and additional time taken | [22 empty] | 0 | [11 empty] | 0
8 | 7-2-8 | Table 7-2 | Requisition charges for new public sewers (contestable) Section 98 requisition | Pumped Sewer ≤1.5m depth, 80mm pipe diameter - Made Ground | per linear metre |  |  |  |  | 618.65 | New | TITLE ERROR |  | Mainly external contractors estimated 25% uplift to include external rates and additional time taken | [22 empty] | 0 | [11 empty] | 0
9 | 7-2-9 | Table 7-2 | Requisition charges for new public sewers (contestable) Section 98 requisition | Pumped Sewer ≤1.5m depth, 80mm pipe diameter - Road | per linear metre |  |  |  |  | 1013.18 | New | TITLE ERROR |  | Mainly external contractors estimated 25% uplift to include external rates and additional time taken | [22 empty] | 0 | [11 empty] | 0
10 | 7-2-10 | Table 7-2 | Requisition charges for new public sewers (contestable) Section 98 requisition | Design & Installation of Sustainable Drainage Scheme (SuDs) | per scheme | TRUE |  | Price on Application | Price on Application | Price on Application |  |  |  | Needs a review when data available. Response: best to split between soft and hard SUDs. Soft is ditch or swell - needs meter length rate. Hard would be m3. Who defines whether it is soft or hard? | Mike Gale / Bruce McAuslane | [21 empty] | 0 | [11 empty] | 0
11 | 7-2-11 | Table 7-2 | Requisition charges for new public sewers (contestable) Section 98 requisition | Land entry agreements including compensation and legal fees | per linear metre | TRUE |  | 8 | 23 | 23.05 | 0.2174% |  |  | Emailed Nick Routh 22/9 | Simon Hole/ Nick Routh |  |  | 3 years of analysis results in an average cost of £23.05 | [18 empty] | 0 | [11 empty] | 0
12 | 7-2-12 | Table 7-2 | Requisition charges for new public sewers (contestable) Section 98 requisition | Traffic management inclusive of Highway Permit fee and traffic lights (if required) | per week or part thereof | TRUE | 350 | 350 | 145 | 145 | 0% |  |  | See 4-2-18 | Tony Eavis | 4-2-19 | Provision of temporary traffic control lights , signage and other associated equipment | Signage weekly rate + delivery/collection | Tony Eavis & Chris Harrop | 145 | TRUE | Provision of temporary traffic control lights and signage | [14 empty] | 0 | [11 empty] | 0
13 | 7-2-13 | Table 7-2 | Requisition charges for new public sewers (contestable) Section 98 requisition | Road closure fixed charge inclusive of Highway Permit fee | per closure | TRUE | 1350 | 2340 | 2387 | 2387 | 0% |  |  | See 4-2-19 | Tony Eavis | 4-2-20 | Includes application for road closure to council, traffic management signage etc. and advance warning signage | Application fee + traffic management + signage | Tony Eavis & Chris Harrop | 2387 | TRUE | Apply for diversionary route, errect diversionary signage, manage signage for duration of works and recover on completion | [14 empty] | 0 | [11 empty] | 0
14 | 7-2-14 | Table 7-2 | Requisition charges for new public sewers (contestable) Section 98 requisition | Decommissioning redundant pipe (if diverting a sewer under a section 185 diversion) | per linear metre | TRUE | 27 | 27 | 27 | 27 | 0% |  |  | Decommisioning needs no pipes. | Mike Gale/ Bruce | [21 empty] | 0 | [11 empty] | 0
1 | 7-3-1 | Table 7-3 | Adopting existing sewerage assets (non-contestable) Section 102 | Administration fee | per application | TRUE | 99 | 103.16 | 100 | 100.5352 | 0.5352% |  |  | Mike Gale 3/12/19: S102’s require a lot of admin work, and a technical check by a technician / engineer. I wanted to increase this further, but we have only done a few and the data was not available. MGa email 17/9/20: We do very few S102 agreements, and I am not involved at all with them. I would need to go to the local teams and ask them to assess hours spent. However we don’t have individual cost codes for individual sites, so it would only ever be an estimate. | Mike Gale | 7-3-1 | Process application, create record, manage payment. | Labour only | Matt Addison & Mike Gale | 100.5352 | TRUE | Process application, create record, manage payment. 4 hours admin | 97.5 | 103.16 | [12 empty] | 0 | [11 empty] | 0
2 | 7-3-2 | Table 7-3 | Adopting existing sewerage assets (non-contestable) Section 102 | Technical approval | per application | TRUE | 276 | 309.42 | 453 | 446.4889 | -1.437% |  |  |  | Mike Gale | 7-3-2 | Agree works meet technical requirements. | Labour only | Matt Addison & Mike Gale | 446.4889 | TRUE | Agree works meet technical requirements. 7.5 hours technician * £45.48 | 341.1 | 309.42 | [12 empty] | 0 | [11 empty] | 0
3 | 7-3-3 | Table 7-3 | Adopting existing sewerage assets (non-contestable) Section 102 | Inspection | per application | TRUE | 276 | 304.8 | 257 | 582.1589 | 126.5% |  |  | 17/9/20 MGa email: I think we would visit 3-4 times per site which equates to a full day, but when you add data review, correspondence and calls would be 12 hrs as per S102 sites. Site inspector rate increase addtionally | Mike Gale | 7-3-3 | Inspect works for conformity, depth, line and level, include CCTV record inspection for S104. 7.5 hours inspector | Based on last year's calc updated for 20/21 expected hourly rate | Mike Gale (email | 582.1589 | TRUE | Inspect works for conformity, depth, line and level, include CCTV record inspection for S104. 7.5 hours inspector * £36.81 | 276.075 | 304.8 | 344.6522 | [11 empty] | 0 | [11 empty] | 0
4 | 7-3-4 | Table 7-3 | Adopting existing sewerage assets (non-contestable) Section 102 | Pumping Station compliance fee | Per pumping station | TRUE |  |  |  | 1078.3534 | New |  |  | Previously omitted from charges | Ben Tingay | 7-3-4 | Abloy padlocks for pumping stations are fitted at adoption/handover. On average 8 locks per site (Gate x1, kiosk x2, wet well x1, valve chamber x4) Xylem M&E inspection is a fixed price per site, they carry out an inspection, prepare a report and quotation for any works | 0 | Ben Tingay / Elaine Poirot | 1078.3534 | TRUE | Inspect works for conformity, depth, line and level, include CCTV record inspection for S104. 7.5 hours inspector * £36.82 | [14 empty] | 0 | [11 empty] | 0
5 | 7-3-5 | Table 7-3 | Adopting existing sewerage assets (non-contestable) Section 102 | Land transfer fee | per agreement | TRUE |  |  |  | 909.3239 | New |  |  | Has previously been omitted from S102 table in error | Ruth Jefferson | 7-4-12 | Legal team produces land transfer document as part of S104/S102 activities | Labour only | Georgina Aldred (email dated 30/10/19) | 909.3239 | TRUE | Inspect works for conformity, depth, line and level, include CCTV record inspection for S104. 7.5 hours inspector * £36.83 | [14 empty] | 0 | [11 empty] | 0
6 | 7-3-6 | Table 7-3 | Adopting existing sewerage assets (non-contestable) Section 102 | Pumping Station telemetry provision via cellular communications, as compliant with Design and Construction Guide DCG and Wessex Water's Associated Addendum | per installation | TRUE |  |  | 1842 | 2210.1764 | 19.99% | TITLE ERROR |  | email 21/11/19 from Ben Tingey | Dave Mining | 7-3-6 | Pumping Station telemetry provision via cellular commuciations as compliant with DCG and Wessex Water's Associated Addendum fitted in the builders' panel | 0 | Elaine Poirot (see Dave Mining email 31/10/19 and update to Data bundle email 20/11,29/11) | 2210.1764 | TRUE | Provide, Install and commission telemetry equipment, integrate with existing network management system | [14 empty] | 0 | [11 empty] | 0
7 | 7-3-7 | Table 7-3 | Adopting existing sewerage assets (non-contestable) Section 102 | Pumping Station telemetry provision for sites with no cellular communications and/or multiple inhibit links, as compliant with Design and Construction Guide DCG and Wessex Water's Associated Addendum | per installation | TRUE |  |  | Price on Application | Price on Application |  | TITLE ERROR |  | email 21/11/19 from Ben Tingey. Will be such a rare charge that it would be easier to price on application | Dave Mining | 7-3-7 | 0 | 0 | Elaine Poirot (see Dave Mining email 31/10/19 and update to Data bundle email 20/11) | Price on Application | TRUE | Provide, Install and commission telemetry equipment, integrate with existing network management system | [14 empty] | 0 | [11 empty] | 0
8 | 7-3-8 | Table 7-3 | Adopting existing sewerage assets (non-contestable) Section 102 | Excavate supply and lay pipe (and reinstate where required) |  | TRUE |  | Table 7-1 | Table 7-1 | Table 7-2 |  |  |  | Previously referenced incorrectly | N/A |  |  | N/A | [18 empty] | 0 | [11 empty] | 0
1 | 7-4-1 | Table 7-4 | Adopting new sewerage assets (contestable) Section 104 | Administration fee | per application | TRUE | 99 | 172.855 | 126 | 127.5442 | 1.226% |  |  |  | Mike Gale | 7-4-1 | Process application, create record, manage payment. | Labour only | Matt Addison & Mike Gale | 127.5442 | TRUE | Process application, create record, manage payment. 2.5 hours admin + 1.5 hours GIS | 97.5 | 172.855 | [12 empty] | 0 | [11 empty] | 0
2 | 7-4-2 | Table 7-4 | Adopting new sewerage assets (contestable) Section 104 | Technical approval (Initial Submission) | per application | TRUE | 471 | 511.15 | 468 | 465.1094 | -0.6176% |  |  |  | Mike Gale | 7-4-2 | Agree works meet technical requirements. | Labour only (this is based on a small number of sites so more discussion required) | Matt Addison & Mike Gale | 465.1094 | TRUE | Agree works meet technical requirements (6 hours technician + 6 hours Engineer). 1 day technician (9 hours * £45.48) | 454.74 | 511.15 | [12 empty] | 0 | [11 empty] | 0
3 | 7-4-3 | Table 7-4 | Adopting new sewerage assets (contestable) Section 105 | Technical approval (Subsequent submissions) | per re-submission of application | TRUE |  |  |  | 186.0438 | New |  |  | MGa email 17/9/20: we have never split our time up into the initial submission and a resubmission, again we don’t have the data. My gut feeling is it would be around 40% on average. | Mike Gale | [21 empty] | 0 | [11 empty] | 0
4 | 7-4-4 | Table 7-4 | Adopting new sewerage assets (contestable) Section 103 | Adoption compliance fee - for our estimated construction cost <£50k | fixed cost (up to 2 inspections per month) | TRUE | 2% | 2% | 1000 | 1000 | 0% |  |  | Supporting information from Derek in S104_DB_calcs Needs more data collection to enable better correlation of costs and key drivers | Mike Gale |  | Inspect works for conformity, depth, line and level, include CCTV record inspection for S102 |  |  |  |  | Inspect works for conformity, depth, line and level, include CCTV record inspection for S102 | [14 empty] | 0 | [11 empty] | 0
5 | 7-4-5 | Table 7-4 | Adopting new sewerage assets (contestable) Section 104 | Adoption compliance fee - for our estimated construction cost £50k - £100k | fixed cost (up to 2 inspections per month) | TRUE | 2% | 2% | 2400 | 2400 | 0% |  |  |  | Mike Gale |  | Inspect works for conformity, depth, line and level, include CCTV record inspection for S103 |  |  |  |  | Inspect works for conformity, depth, line and level, include CCTV record inspection for S103 | [14 empty] | 0 | [11 empty] | 0
6 | 7-4-6 | Table 7-4 | Adopting new sewerage assets (contestable) Section 104 | Adoption compliance fee - for our estimated construction cost £100k -£1m | fixed cost (up to 2 inspections per month) | TRUE | 2% | 2% | 3800 | 3800 | 0% |  |  |  | Mike Gale |  | Inspect works for conformity, depth, line and level, include CCTV record inspection for S103 |  |  |  |  | Inspect works for conformity, depth, line and level, include CCTV record inspection for S103 | [14 empty] | 0 | [11 empty] | 0
7 | 7-4-7 | Table 7-4 | Adopting new sewerage assets (contestable) Section 104 | Adoption compliance fee - for our estimated construction cost >£1m | fixed cost based on our estimated construction cost | TRUE | 2% | 2% | 0.4% | 0.4% | 0% |  |  |  | Mike Gale |  | Inspect works for conformity, depth, line and level, include CCTV record inspection for S103 |  |  |  |  | Inspect works for conformity, depth, line and level, include CCTV record inspection for S103 | [14 empty] | 0 | [11 empty] | 0
8 | 7-4-8 | Table 7-4 | Adopting new sewerage assets (contestable) Section 104 | Pumping Station adoption compliance fee | Per pumping station | TRUE |  |  |  | 1078.3534 | New |  |  | Previously omitted from charges | Ben Tingay | 7-3-4 | Abloy padlocks for pumping stations are fitted at adoption/handover. On average 8 locks per site (Gate x1, kiosk x2, wet well x1, valve chamber x4) Xylem M&E inspection is a fixed price per site, they carry out an inspection, prepare a report and quotation for any works | 0 | Ben Tingay / Elaine Poirot | 1078.3534 | TRUE | Inspect works for conformity, depth, line and level, include CCTV record inspection for S104. 7.5 hours inspector * £36.82 | [14 empty] | 0 | [11 empty] | 0
9 | 7-4-9 | Table 7-4 | Adopting new sewerage assets (contestable) Section 104 | SUDS adoption compliance fee | Per SUDS | TRUE |  |  |  | Price on Application | New | [25 empty] | 0 | [11 empty] | 0
10 | 7-4-10 | Table 7-4 | Adopting new sewerage assets (contestable) Section 104 | Legal agreement fee (for new agreements or reassessments of previous assessments) | per agreement or per adoption | TRUE | 460 | 460.025 | 413 | 429.754 | 4.057% |  |  | email 30/10/20 from Georgina Aldred confirming no changes in chargeable hours | Ruth Jefferson | 7-4-10 | Legal team produces or reassesses legal agreement as part of S104 activities | Labour only | Georgina Aldred (email dated 30/10/19) | 429.754 | TRUE | Prepare, issue and process legal agreement (S104 only) |  | 460.025 | [12 empty] | 0 | [11 empty] | 0
11 | 7-4-11 | Table 7-4 | Adopting new sewerage assets (contestable) Section 104 | Deed of grant fee | per agreement | TRUE | 520 | 769.4 | 672 | 726.1229 | 8.054% |  |  | email 30/10/20 from Georgina Aldred confirming no changes in chargeable hours | Ruth Jefferson | 7-4-11 | Legal team produces deed of grant as part of S104 activities | Labour only | Georgina Aldred (email dated 30/10/19) | 726.1229 | TRUE |  |  | 769.4 | [12 empty] | 0 | [11 empty] | 0
12 | 7-4-12 | Table 7-4 | Adopting new sewerage assets (contestable) Section 104 | Land transfer fee | per agreement | TRUE | 970 | 967.35 | 840 | 909.3239 | 8.253% |  |  | email 30/10/20 from Georgina Aldred confirming no changes in chargeable hours | Ruth Jefferson | 7-4-12 | Legal team produces land transfer document as part of S104/S102 activities | Labour only | Georgina Aldred (email dated 30/10/19) | 909.3239 | TRUE |  |  | 967.35 | [12 empty] | 0 | [11 empty] | 0
13 | 7-4-13 | Table 7-4 | Adopting new sewerage assets (contestable) Section 104 | Security or deposit (if appropriate) (refundable in part) | percentage of our estimated construction cost | TRUE | 10% or minimum of £5,000 | 10% or minimum of £5,000 | 10% or minimum of £5,000 | 10% or minimum of £5,000 |  |  |  |  | Mike Gale |  | Deposit sum as deposit against failure of contractor to complete works (S104) |  |  |  |  | Deposit sum as deposit against failure of contractor to complete works (S104) | [14 empty] | 0 | [11 empty] | 0
14 | 7-4-14 | Table 7-4 | Adopting new sewerage assets (contestable) Section 104 | Pumping Station telemetry provision via cellular communications, as compliant with Design and Construction Guide (DCG) and Wessex Water's Associated Addendum | per installation | TRUE |  |  | 1842 | 2210.1764 | 19.99% |  |  | Emails from Ben Tingay 25/9/20 | Dave Mining | 7-3-6 | Pumping Station telemetry provision via cellular commuciations as compliant with DCG and Wessex Water's Associated Addendum fitted in the builders' panel | 0 | Elaine Poirot (see Dave Mining email 31/10/19 and update to Data bundle email 20/11,29/11) | 2210.1764 | TRUE | Deposit sum as deposit against failure of contractor to complete works (S104) | [14 empty] | 0 | [11 empty] | 0
15 | 7-4-15 | Table 7-4 | Adopting new sewerage assets (contestable) Section 104 | Pumping Station telemetry provision for sites with no cellular communications and/or multiple inhibit links, as compliant with Design and Construction Guide (DCG) and Wessex Water's Associated Addendum | per installation | TRUE |  |  | Price on Application | Price on Application |  |  |  | email 21/11/19 from Ben Tingey. Will be such a rare charge that it would be easier to price on application | Dave Mining | 7-3-7 | 0 | 0 | Elaine Poirot (see Dave Mining email 31/10/19 and update to Data bundle email 20/11) | Price on Application | TRUE | Deposit sum as deposit against failure of contractor to complete works (S104) | [14 empty] | 0 | [11 empty] | 0
16 | 7-4-16 | Table 7-4 | Adopting new sewerage assets (contestable) Section 104 | Sewer connection |  | TRUE |  | Table 6-1 | Table 6-1 | Table 6-1 |  |  |  |  | N/A |  |  | N/A | [18 empty] | 0 | [11 empty] | 0
17 | 7-4-17 | Table 7-4 | Adopting new sewerage assets (contestable) Section 104 | Excavate supply and lay pipe (and reinstate where required) |  | TRUE |  | Table 7-2 | Table 7-2 | Table 7-2 |  |  |  |  | N/A |  |  | N/A | [18 empty] | 0 | [11 empty] | 0
1 | 7-5-1 | Table 7-5 | Diverting a public sewer asset – major or minor diversion (non-contestable) Section 185 | Administration fee (includes letter of agreement) | per application | FALSE | 84 | 93.445 | 112 | 106.9283 | -4.528% |  |  | Diversion now OPEX so Corporate fee removed | Mike Gale | 7-5-1 | Administration fee for setting up scheme, filing, liaison with developer, processing water quality test results. | Labour only | Matt Addison & Mike Gale | 106.9283 | TRUE | Administration fee for setting up scheme, filing, liaison with developer, processing water quality test results. 2.5 hours admin + 1 hour GIS | 82.5 | 93.445 | [12 empty] | 0 | [11 empty] | 0
2 | 7-5-2 | Table 7-5 | Diverting a public sewer asset – major or minor diversion (non-contestable) Section 185 | Technical assessment fee (where the design for the diversion is provided by the customer) | per assessment | FALSE | 157 | 314.35 | 306 | 288.2799 | -5.791% |  |  | Diversion now OPEX so Corporate fee removed Compared to 5-5-3, this is much higher? Response: Because this includes major whereas major 5-5-3 would go to Paul Godfrey and be charged on bespoke basis. | Mike Gale | 7-5-2 | Desktop technical assessment of proposal designed by others. | Labour only | Matt Addison | 288.2799 | TRUE | Desktop technical assessment of proposal designed by others. 2 hours technician + 2 hours engineer | 151.58 | 314.35 | [12 empty] | 0 | [11 empty] | 0
3 | 7-5-3 | Table 7-5 | Diverting a public sewer asset – major or minor diversion (non-contestable) Section 185 | Appraisal fee (where we divert a critical or major sewer) (refundable in part) | per appraisal | FALSE | 2000 | 2000 | 2000 | 2000 | 0% |  |  | This charge is only intended to apply to simple jobs - exceptional jobs will get quoted seperately | Bruce McAuslane | [6 empty] | Desktop appraisal of impact of proposed works on existing infrastructure, propose and cost diversionary works | [14 empty] | 0 | [11 empty] | 0
4 | 7-5-4 | Table 7-5 | Diverting a public sewer asset – major or minor diversion (non-contestable) Section 185 | Inspection fee (where the diversion work is provided by the customer) | per site | FALSE | 276 | 304.8 | 257 | 551.4435 | 114.6% |  |  | MGa email 17/9/20: I think we would visit 3-4 times per site which equates to a full day, but when you add data review, correspondence and calls would be 12 hrs as per S102 sites. Additionally site inspector rate increase | Mike Gale | 7-5-4 | Inspection of physical works undertaken by others. | Labour only | Mike Gale (email 25/9/20) | 551.4435 | TRUE | Inspection of physical worls undertaken by others. 7.5 hours inspections. 5 visits * 90 mins each * £36.81 | 276.075 | 304.8 | [12 empty] | 0 | [11 empty] | 0
5 | 7-5-5 | Table 7-5 | Diverting a public sewer asset – major or minor diversion (non-contestable) Section 185 | Pumping Station compliance fee (for option 2 diversions) | Per pumping station | FALSE |  |  |  | 1078.3534 | New |  |  | Previously omitted from charges | Ben Tingay | 7-3-4 | Abloy padlocks for pumping stations are fitted at adoption/handover. On average 8 locks per site (Gate x1, kiosk x2, wet well x1, valve chamber x4) Xylem M&E inspection is a fixed price per site, they carry out an inspection, prepare a report and quotation for any works | 0 | Ben Tingay / Elaine Poirot | 1078.3534 | TRUE | Inspect works for conformity, depth, line and level, include CCTV record inspection for S104. 7.5 hours inspector * £36.82 | [14 empty] | 0 | [11 empty] | 0
6 | 7-5-6 | Table 7-5 | Diverting a public sewer asset – major or minor diversion (non-contestable) Section 185 | Land transfer fee | per agreement | FALSE |  |  |  | 909.3239 | New |  |  | Has previously been omitted from S185 table in error - no changes in hours from those charged in S104 | Ruth Jefferson | 7-4-12 | Legal team produces land transfer document as part of S104/S102 activities | Labour only | Georgina Aldred (email dated 30/10/19) | 909.3239 | TRUE | Inspect works for conformity, depth, line and level, include CCTV record inspection for S104. 7.5 hours inspector * £36.83 | [14 empty] | 0 | [11 empty] | 0
7 | 7-5-7 | Table 7-5 | Diverting a public sewer asset – major or minor diversion (non-contestable) Section 185 | Security or deposit (if appropriate) | percentage of our estimated construction cost | FALSE | 10% or minimum of £500 for minor diversion, or minimum of £5,000 for major diversion | 10% or minimum of £500 for minor diversion, or minimum of £5,000 for major diversion | 10% or minimum of £500 for minor diversion, or minimum of £5,000 for major diversion | 10% or minimum of £500 for minor diversion, or minimum of £5,000 for major diversion |  |  |  |  | Mike Gale |  | Deposit sum to cover preliminary investigation of proposals, credited against mature scheme costs |  |  |  |  | Deposit sum to cover preliminary investigation of proposals, credited against mature scheme costs | [14 empty] | 0 | [11 empty] | 0
8 | 7-5-8 | Table 7-5 | Diverting a public sewer asset – major or minor diversion (non-contestable) Section 185 | Pumping Station telemetry provision via cellular communications, as compliant with Design and Construction Guide (DCG) and Wessex Water's Associated Addendum - only chargeable under option 2 diversions where developer builds pumping station | per installation | FALSE |  |  |  | 2210.1764 | New |  |  | Missed off S185 table last couple of years | Dave Mining | 7-3-6 | Pumping Station telemetry provision via cellular commuciations as compliant with DCG and Wessex Water's Associated Addendum fitted in the builders' panel | 0 | Elaine Poirot (see Dave Mining email 31/10/19 and update to Data bundle email 20/11,29/11) | 2210.1764 | TRUE | Deposit sum as deposit against failure of contractor to complete works (S104) | [14 empty] | 0 | [11 empty] | 0
9 | 7-5-9 | Table 7-5 | Diverting a public sewer asset – major or minor diversion (non-contestable) Section 185 | Pumping Station telemetry provision for sites with no cellular communications and/or multiple inhibit links, as compliant with Design and Construction Guide (DCG) and Wessex Water's Associated Addendum - only chargeable under option 2 diversions where developer builds pumping station | per installation | FALSE |  |  |  | Price on Application | New |  |  | Missed off S185 table last couple of years | Dave Mining | 7-3-7 | 0 | 0 | Elaine Poirot (see Dave Mining email 31/10/19 and update to Data bundle email 20/11) | Price on Application | TRUE | Deposit sum as deposit against failure of contractor to complete works (S104) | [14 empty] | 0 | [11 empty] | 0
10 | 7-5-10 | Table 7-5 | Diverting a public sewer asset – major or minor diversion (non-contestable) Section 185 | Excavate supply and lay pipe (and reinstate where required) or decommission redundant pipe |  | FALSE | Table 8-2 | Table 7-2 | Table 7-2 | Table 7-2 |  |  |  |  | N/A |  |  | N/A | [18 empty] | 0 | [11 empty] | 0
1 | 8-1-1 | Table 8-1 | Water infrastructure charges Section 146 | Infrastructure credits to account for relevant use within the last five years | Number of credits |  | -155 | -147 | -160 | -239 | 49.37% |  |  |  | Eco Reg | [21 empty] | 0 | [11 empty] | 0
2 | 8-1-2 | Table 8-1 | Water infrastructure charges Section 146 | Infrastructure charges due for the development | Charge per dwelling |  | 155 | 147 | 160 | 239 | 49.37% |  |  |  | Eco Reg | [11 empty] | 1 | 1 | 10 | 10 | 10 | 50 | 200 | 10 | 50 | 200 | 542 |  | 1 | 1 | 10 | 10 | 10 | 50 | 200 | 10 | 50 | 200 | 542
3 | 8-1-3 | Table 8-1 | Water infrastructure charges Section 146 | Relevant multiplier charges due for the development | Charge based on fittings |  | RM x £155 | RM x £147 | RM x £160 | RM x £239 |  |  |  |  | Eco Reg | [21 empty] | 0 | [11 empty] | 0
4 | 8-1-4 | Table 8-1 | Water infrastructure charges Section 147 | Income offset | % reduction |  |  |  | 46% | 28% | -39.13% |  |  |  | Eco Reg | [11 empty] | 1 | 1 | 1 | 1 | 1 | 1 | 1 | 1 | 1 | 1 | 10 |  | 1 | 1 | 1 | 1 | 1 | 1 | 1 | 1 | 1 | 1 | 10
1 | 8-2-1 | Table 8-2 | Sewerage infrastructure charges Section 146 | Infrastructure credits to account for relevant use within the last five years | Number of credits |  | -190 | -190 | -251 | -596 | 137.5% |  |  |  | Eco Reg | [21 empty] | 0 | [11 empty] | 0
2 | 8-2-2 | Table 8-2 | Sewerage infrastructure charges Section 146 | Infrastructure charge due for development (no surface water abatement) | Charge per dwelling |  | 190 | 190 | 251 | 596 | 137.5% |  |  |  | Eco Reg | [11 empty] | 1 | 1 | 10 | 10 | [6 empty] | 22 |  | 1 | 1 | 10 | 10 | [6 empty] | 22
3 | 8-2-3 | Table 8-2 | Sewerage infrastructure charges Section 146 | Relevant multiplier due for the development | Charge based on fittings (calculated by reference to table 8-3) |  | RM x £190 | RM x £190 | RM x £251 | RM x £596 |  |  |  |  | Eco Reg | [21 empty] | 0 | [11 empty] | 0
4 | 8-2-4 | Table 8-2 | Sewerage infrastructure charges Section 146 | Infrastructure charge for schemes with the inclusion of an agreed SuDS scheme that attenuates the flow of surface water into our existing or proposed network | Charge per dwelling |  | 95 | 95 | 126 | 298 | 136.5% |  |  |  | Eco Reg | [15 empty] | 10 | 50 | 200 | 10 | 50 | 200 | 520 | [5 empty] | 10 | 50 | 200 | 10 | 50 | 200 | 520
5 | 8-2-5 | Table 8-2 | Sewerage infrastructure charges Section 146 | Infrastructure charge for schemes that commit to zero surface water discharge into our existing or proposed network | Charge per dwelling |  | 19 | 19 | 25.1 | 59.6 | 137.5% |  |  |  | Eco Reg | [21 empty] | 0 | [11 empty] | 0
6 | 8-2-6 | Table 8-2 | Sewerage infrastructure charges Section 146 | Income offset | % reduction |  |  |  | 32% | 22% | -31.25% |  |  |  | Eco Reg | [11 empty] | 1 | 1 | 1 | 1 | 1 | 1 | 1 | 1 | 1 | 1 | 10 |  | 1 | 1 | 1 | 1 | 1 | 1 | 1 | 1 | 1 | 1 | 10
Worked Examples totals
| Connection Charge Non-contestable £k | [25 empty] | 0.091181 | 0.091181 | 0.34871 | 0.34871 | 0.32984 | 1.4744 | 5.7665 | 0.24395 | 1.1775 | 4.6786 |  |  | 0.09 | 0.09 | 0.342 | 0.342 | 0.325 | 1.445 | 5.645 | 0.24 | 1.16 | 4.61
| Connection Charge Contestable £k | [25 empty] | 1.6891 | 4.9403 | 2.7319 | 5.9831 | 1.7353 | 8.4915 | 33.827 | 0 | 0 | 0 |  |  | 1.522 | 4.585 | 2.305 | 5.368 | 1.64 | 8.2 | 32.8 | 0 | 0 | 0
| Req Charge Non-contestable £k | [25 empty] | 0 | 0 | 0 | 0 | 3.2754 | 5.7895 | 5.7895 | 3.2754 | 5.7895 | 5.7895 |  |  | 0 | 0 | 0 | 0 | 3.268 | 6.974 | 6.974 | 3.268 | 6.974 | 6.974
| Req Charge Contestable £k | [25 empty] | 0 | 0 | 0 | 0 | 9.0146 | 41.789 | 135.5958 | 0.40735 | 0.40735 | 0.40735 |  |  | 0 | 0 | 0 | 0 | 8.866 | 41.308 | 134.03 | 0.395 | 0.395 | 0.395
| Infra Charge £k | [25 empty] | 0.835 | 0.835 | 8.35 | 8.35 | 5.37 | 26.85 | 107.4 | 5.37 | 26.85 | 107.4 |  |  | 0.411 | 0.411 | 4.11 | 4.11 | 2.86 | 14.3 | 57.2 | 2.86 | 14.3 | 57.2
| Income Offset £k | [25 empty] | -0.19804 | -0.19804 | -1.9804 | -1.9804 | -1.3248 | -6.624 | -26.496 | -1.3248 | -6.624 | -26.496 |  |  | -0.15392 | -0.15392 | -1.5392 | -1.5392 | -1.1392 | -5.696 | -22.784 | -1.1392 | -5.696 | -22.784
| Total | [25 empty] | 2.4173 | 5.6685 | 9.4502 | 12.7014 | 18.4003 | 77.7704 | 261.8828 | 7.9719 | 27.6004 | 91.7794 |  |  | 1.8691 | 4.9321 | 5.2178 | 8.2808 | 15.8198 | 66.531 | 213.865 | 5.6238 | 17.133 | 46.395

## s45
Non-contestable |  |  | 91 |  | Contestable |  |  | 1690
|  |  | Back to calculator |  |  |  |  | Back to calculator
Table 4-1 Service connection administration charges (non-contestable) Section 45 |  |  |  |  | Table 4-2 Service connection charges (contestable) Section 45
Charge item | Charge unit | Qty | Charge | Total | Charge item | Charge unit | Qty | Charge | Total
Administration fee where Wessex Water makes the connection (first connection) | per connection | 1 | 72 | 72 | Point of connection enquiry (where the customer has not selected the point of connection) | per enquiry | 0 | FREE
Administration fee where Wessex Water makes the connection (each subsequent connection) | per connection | 0 | 29 | 0 | Design of service connection (where contestable) | per application | 0 | FREE
Administration fee where an accredited entity makes the connection (first connection) | per connection | 0 | 34 | 0 | Connection (≤32mm diameter) to main including supply and installation of meter & meter box & up to 2 linear metres of service pipe | per connection | 1 | 723 | 723
Administration fee where an accredited entity makes the connection (each subsequent connection) | per connection | 0 | 23 | 0 | Additional connection (≤32mm diameter) with no excavation or refill | per connection | 0 | 169 | 0
Trench inspections (where we inspect service pipes laid by others) | per trench | 1 | 19 | 19 | Connection (>32mm diameter) to main including supply and installation of meter & meter box & up to 2 linear metres of service pipe | per connection | 0 | 1173 | 0
[5 empty] | Additional connection (>32mm diameter) with no excavation or refill | per connection | 0 | 646 | 0
[5 empty] | Connection (≤32mm diameter) to main (including supply and installation of meter & meter box) where customer provides all excavation and refill | per connection | 0 | 215 | 0
[5 empty] | Connection (>32mm diameter) to main (including supply and installation of meter & meter box) where customer provides all excavation and refill | per connection | 0 | 692 | 0
|  | 1 |  |  | Excavate, supply and lay additional pipe in verge/unmade ground and reinstate where required | per linear metre | 0 | 199 | 0
[5 empty] | Excavate, supply and lay additional pipe in pavement/footway and reinstate where required | per linear metre | 0 | 325 | 0
[5 empty] | Excavate, supply and lay additional pipe in road and reinstate where required | per linear metre | 2 | 411 | 822
[5 empty] | Supply and lay additional pipe where customer provides all excavation and refill | per linear metre | 0 | 27 | 0
[5 empty] | Connection by means of four port manifold (four connections) including up to 2 linear metres of service pipe | per manifold | 0 | 1396 | 0
[5 empty] | Connection by means of six port manifold (six connections) including up to 2 linear metres of service pipe | per manifold | 0 | 1425 | 0
[5 empty] | Supply 15mm meter (non-AMR) | per meter | 0 | 31 | 0
[5 empty] | Supply 15mm meter (AMR) | per meter | 0 | 66 | 0
[5 empty] | Install and commission meter and/or meter box - labour only, components not included (only for meter types that necessitate a non-contestable delivery) | per meter | 0 | 23 | 0
[5 empty] | Connection charge for building water (if not metered) | per plot | 0 | 73 | 0
[5 empty] | Traffic management inclusive of Highway Permit fee and traffic lights (if required) | per week or part thereof | 1 | 145 | 145
[5 empty] | Road closure fixed charge inclusive of Highway Permit fee | per closure | 0 | 2387 | 0

## s41
Non-contestable |  |  | 0 |  | Contestable |  |  | 0
|  |  | Back to calculator |  |  |  |  | Back to calculator
Table 5-1 Providing a public main as a Section 41 requisition (non-contestable) Section 41 |  |  |  |  | Table 5-2 Providing a public main as a Section 41 requisition (contestable) Section 41
Charge item | Charge unit | Qty | Charge | Total | Charge item | Charge unit | Qty | Charge | Total
Mains administration fee | per application | 0 | 69 | 0 | Point of connection enquiry (where the customer has not selected the point of connection) | per enquiry | 0 | FREE
Mains design approval fee (applied whether design is done by us or third party) | per requisition | 0 | 226 | 0 | Mains design fee (excluding approval fee) | per requisition | 0 | 407 | 0
Mains connection for connecting 49 properties or less that involves heightened risk to existing assets or could affect supplies to existing customers | per connection | 0 | 3206 | 0 | Re-design fee where layout subsequently amended | per request | 0 | 226 | 0
Mains connection for connecting 50 properties or more that involves heightened risk to existing assets or could affect supplies to existing customers (including the cost of supplying and fitting a meter for leakage monitoring requirements and associated valves and hydrants) | per connection | 0 | 5720 | 0 | Supply and lay pipe where customer digs and reinstates the trench | per linear metre | 0 | 76 | 0
[5 empty] | Excavate, supply and lay additional pipe in verge/unmade ground and reinstate | per linear metre | 0 | 119 | 0
Water supply requisitions and water main diversions Where you requisition a water supply main or request a water supply main diversion (under sections 41 or 185 of the Water Industry Act 1991) we will offer you a price for the scheme based on the upfront charges set out in these charging arrangements if it is reasonable for us to do so. Where the included works are affected by external factors outside our control, are subject to known or unknown site specific risks and uncertainties or involve a degree of complexity in delivering the scheme which would make it unreasonable for us to provide an upfront charge we will provide you with a high-level bespoke estimate. The high-level bespoke estimate will be designed to fairly recover the costs incurred in delivering the scheme. It will consist of a brief description of the works involved and a site-specific budget price estimate for the whole scheme, taking into account the level of detail and information available to us at the time. Should you decide to proceed with the scheme, based on the bespoke estimate, it will be delivered on a rechargeable basis with any savings achieved returned to you and any additional costs incurred payable by you. Instances where you will be offered a bespoke price estimate include, but are not limited to: • Laying of water mains: o 300mm or greater in diameter, or o involving valve complexes. • Where entry to lay or access to the pipe is required through: o land in multiple ownership or occupation; o land designated or planned for premium use; o land subject to protracted negotiation or dispute; and o land owned by a protected undertaker (e.g. land owned by Network Rail or the Crown, rivers or motorways). • Where laying the main would involve crossing a river or motorway. • Where we are unable to serve statutory notice for the works or require the consent of a ‘protected undertaker’. e.g. crossing land owned by Network Rail, the Ministry of Justice, the Ministry of Defence or the Crown. • Where ground conditions are particularly difficult (e.g. excavation of rock or artificially hard material) or require temporary or specialist works. • Where the work to be carried out is close to or in land with particular environmental, historical or archaeological characteristics or in a flood plain. • Where services or other utility assets (including our own) are discovered or known to be located in close proximity. • Where the works involved are subject to third party or consenting authority restrictions, constraints or refusals. • Where road closures affect national speed limit roads or major junctions. There may be occasions where providing an indicative estimate is not possible or where the estimate will not meet the degree of confidence desired by you. In such cases, we will discuss with you the best way to proceed. |  |  |  |  | Excavate, supply and lay additional pipe in pavement/footway and reinstate | per linear metre | 0 | 152 | 0
[5 empty] | Excavate, supply and lay additional pipe in road and reinstate | per linear metre | 0 | 223 | 0
[5 empty] | Land entry agreements including compensation and legal fees | per linear metre | 0 | 23 | 0
[5 empty] | Providing a booster where a developer desires guaranteed pressure greater than 0.7 bar at any point on the site | per booster | 0 | 145080 | 0
[5 empty] | Routine in-line mains connections (second connection of main in case of diversion) | per connection | 0 | 552 | 0
[5 empty] | Pressure testing | per test | 0 | 436 | 0
[5 empty] | Chlorination | per phase | 0 | 311 | 0
[5 empty] | Sampling and undertaking standard analysis | per sample | 0 | 157 | 0
[5 empty] | Traffic management inclusive of Highway Permit fee and traffic lights (if required) | per week or part thereof | 0 | 145 | 0
[5 empty] | Road closure fixed charge inclusive of Highway Permit fee | per closure | 0 | 2387 | 0

## s51
Non-contestable |  |  | 0 |  | Contestable |  |  | 0
|  |  | Back to calculator |  |  |  |  | Back to calculator
Table 5-3 Adopting self-laid mains (non-contestable) Section 51 |  |  |  |  | Table 5-4 Adopting self-laid mains (contestable) Section 51
Charge item | Charge unit | Qty | Charge | Total | Charge item | Charge unit | Qty | Charge | Total
Pre-commencement fee | per application |  | FREE |  | Mains design fee (excluding approval fee) | per design request | 0 | 407 | 0
Re-inspection fee | per site visit |  | FREE
Legal agreement fee (for new agreements or reassessments of previous assessments) | per adoption |  | FREE |  | Table 5-2 Contestable charges
[5 empty] | Charge item | Charge unit | Qty | Charge | Total
Table 5-1 Additional non-contestable charges |  |  |  |  | Point of connection enquiry (where the customer has not selected the point of connection) | per enquiry |  | FREE
Charge item | Charge unit | Qty | Charge | Total | Mains design fee (excluding approval fee) | per requisition |  | 407 | 0
Mains administration fee | per application | 0 | 69 | 0 | Re-design fee where layout subsequently amended | per request |  | 226 | 0
Mains design approval fee (applied whether design is done by us or third party) | per requisition | 0 | 226 | 0 | Supply and lay pipe where customer digs and reinstates the trench | per linear metre |  | 76 | 0
Mains connection for connecting 49 properties or less that involves heightened risk to existing assets or could affect supplies to existing customers | per connection | 0 | 3206 | 0 | Excavate, supply and lay additional pipe in verge/unmade ground and reinstate | per linear metre |  | 119 | 0
Mains connection for connecting 50 properties or more that involves heightened risk to existing assets or could affect supplies to existing customers (including the cost of supplying and fitting a meter for leakage monitoring requirements and associated valves and hydrants) | per connection | 0 | 5720 | 0 | Excavate, supply and lay additional pipe in pavement/footway and reinstate | per linear metre |  | 152 | 0
[5 empty] | Excavate, supply and lay additional pipe in road and reinstate | per linear metre |  | 223 | 0
Table 4-1 Service connection administration charges (non-contestable) Section 45 |  |  |  |  | Land entry agreements including compensation and legal fees | per linear metre |  | 23 | 0
Charge item | Charge unit | Qty | Charge | Total | Providing a booster where a customer desires guaranteed pressure greater than 0.7 bar at any point on the site | per booster |  | 145080 | 0
Administration fee where Wessex Water makes the connection (first connection) | per connection | 0 | 72 | 0 | Routine in-line mains connections (second connection of main in case of diversion) | per connection |  | 552 | 0
Administration fee where Wessex Water makes the connection (each subsequent connection) | per connection | 0 | 29 | 0 | Pressure testing | per test |  | 436 | 0
Administration fee where an accredited entity makes the connection (first connection) | per connection | 0 | 34 | 0 | Chlorination | per phase |  | 311 | 0
Administration fee where an accredited entity makes the connection (each subsequent connection) | per connection | 0 | 23 | 0 | Sampling and undertaking standard analysis | per sample |  | 157 | 0
Trench inspections (where we inspect service pipes laid by others) | per trench | 0 | 19 | 0 | Traffic management inclusive of Highway Permit fee and traffic lights (if required) | per week or part thereof |  | 145 | 0
[5 empty] | Road closure fixed charge inclusive of Highway Permit fee | per closure |  | 2387 | 0

## s185
Non-contestable |  |  | 0 |  | Contestable |  |  | 0
|  |  | Back to calculator |  |  |  |  | Back to calculator
Table 5-5 Diverting water mains (non-contestable) Section 185 |  |  |  |  | Table 5-2 Contestable charges
Charge item | Charge unit | Qty | Charge | Total | Charge item | Charge unit | Qty | Charge | Total
Administration fee | per application |  | 155 | 0 | Point of connection enquiry (where the customer has not selected the point of connection) | per enquiry |  | FREE
Design fee (where a mains is to be diverted) (refundable in part) | per design |  | 1805 | 0 | Mains design fee (excluding approval fee) | per requisition |  | 407 | 0
Technical assessment fee (where the design for the diversion is provided by the customer) | per assessment |  | 217 | 0 | Re-design fee where layout subsequently amended | per request |  | 226 | 0
Inspection fee (where the diversion work is provided by the customer) | per inspection |  | 224 | 0 | Supply and lay pipe where developer digs and reinstates the trench | per linear metre |  | 76 | 0
Disconnection/reconnection of main (shut off) | per connection |  | 1017 | 0 | Excavate, supply and lay additional pipe in verge/unmade ground and reinstate | per linear metre |  | 119 | 0
Disconnection/reconnection of main (line stop) | per connection |  | 5127 | 0 | Excavate, supply and lay additional pipe in pavement/footway and reinstate | per linear metre |  | 152 | 0
Decommissioning redundant pipe | per linear metre |  | 27 | 0 | Excavate, supply and lay additional pipe in road and reinstate | per linear metre |  | 223 | 0
Reinstatement of ground for washout/sluice valve installation | each |  | 166 | 0 | Land entry agreements including compensation and legal fees | per linear metre |  | 23 | 0
Table 5-1 Additional non-contestable charges |  |  |  |  | Providing a booster where a customer desires guaranteed pressure greater than 0.7 bar at any point on the site | per booster |  | 145080 | 0
Charge item | Charge unit | Qty | Charge | Total | Routine in-line mains connections (second connection of main in case of diversion) | per connection |  | 552 | 0
Mains administration fee | per application |  | 69 | 0 | Pressure testing | per test |  | 436 | 0
Mains design approval fee (applied whether design is done by us or third party) | per requisition |  | 226 | 0 | Chlorination | per phase |  | 311 | 0
Mains connection for connecting 49 properties or less that involves heightened risk to existing assets or could affect supplies to existing customers | per connection |  | 3206 | 0 | Sampling and undertaking standard analysis | per sample |  | 157 | 0
Mains connection for connecting 50 properties or more that involves heightened risk to existing assets or could affect supplies to existing customers (including the cost of supplying and fitting a meter for leakage monitoring requirements and associated valves and hydrants) | per connection |  | 5720 | 0 | Traffic management inclusive of Highway Permit fee and traffic lights (if required) | per week or part thereof |  | 145 | 0
[5 empty] | Road closure fixed charge inclusive of Highway Permit fee | per closure |  | 2387 | 0
Water supply requisitions and water main diversions Where you requisition a water supply main or request a water supply main diversion (under sections 41 or 185 of the Water Industry Act 1991) we will offer you a price for the scheme based on the upfront charges set out in these charging arrangements if it is reasonable for us to do so. Where the included works are affected by external factors outside our control, are subject to known or unknown site specific risks and uncertainties or involve a degree of complexity in delivering the scheme which would make it unreasonable for us to provide an upfront charge we will provide you with a high-level bespoke estimate. The high-level bespoke estimate will be designed to fairly recover the costs incurred in delivering the scheme. It will consist of a brief description of the works involved and a site-specific budget price estimate for the whole scheme, taking into account the level of detail and information available to us at the time. Should you decide to proceed with the scheme, based on the bespoke estimate, it will be delivered on a rechargeable basis with any savings achieved returned to you and any additional costs incurred payable by you. Instances where you will be offered a bespoke price estimate include, but are not limited to: • Laying of water mains: o 300mm or greater in diameter, or o involving valve complexes. • Where entry to lay or access to the pipe is required through: o land in multiple ownership or occupation; o land designated or planned for premium use; o land subject to protracted negotiation or dispute; and o land owned by a protected undertaker (e.g. land owned by Network Rail or the Crown, rivers or motorways). • Where laying the main would involve crossing a river or motorway. • Where we are unable to serve statutory notice for the works or require the consent of a ‘protected undertaker’. e.g. crossing land owned by Network Rail, the Ministry of Justice, the Ministry of Defence or the Crown. • Where ground conditions are particularly difficult (e.g. excavation of rock or artificially hard material) or require temporary or specialist works. • Where the work to be carried out is close to or in land with particular environmental, historical or archaeological characteristics or in a flood plain. • Where services or other utility assets (including our own) are discovered or known to be located in close proximity. • Where the works involved are subject to third party or consenting authority restrictions, constraints or refusals. • Where road closures affect national speed limit roads or major junctions. There may be occasions where providing an indicative estimate is not possible or where the estimate will not meet the degree of confidence desired by you. In such cases, we will discuss with you the best way to proceed.
Installation of Fire Hydrants (from Wholesale Charges page 35)
[5 empty] | Charge item | Charge unit | Qty | Charge | Total
[5 empty] | Installation of fire hydrants on existing main |  |  |  | 0
[5 empty] | Main not exceeding 90mm dia. | per hydrant |  | 928 | 0
[5 empty] | Main not exceeding 150mm dia. | per hydrant |  | 956 | 0
[5 empty] | Main not exceeding 180mm dia. | per hydrant |  | 1085 | 0

## s106¦7
Non-contestable |  |  | 0
Back to calculator
Table 6-1 Sewer connection charges (contestable and non-contestable) Section 106 & 107
Charge item | Charge unit | Qty | Charge | Total
Administration & technical approval fee | per application |  | 73 | 0
Connection by means of a Y-junction or saddle (including materials) | per connection |  | 385 | 0
Inspection of a connection via a new manhole | per application |  | 138 | 0
Inspection of a connection via an existing manhole | per application |  | 69 | 0
* No administration & technical approval fee required where covered by the S104 administration fee and technical approval fee (table 7-4)

## s98
Non-contestable |  |  | 0 |  | Contestable |  |  | 0 |  | Please choose
|  |  | Back to calculator |  | The table below is not intended for complex projects. Please contact Developer Services if services you require are not listed below |  |  | Back to calculator |  | Yes
Table 7-1 Providing a public sewer or lateral drain (non-contestable) Section 98 |  |  |  |  | Table 7-2 Requisition charges for new public sewers (contestable) Section 98 |  |  |  |  | No
Charge item | Charge unit | Qty | Charge | Total | Charge item | Charge unit | Qty | Base Charge | Total
Administration fee | per application |  | 283 | 0 | Gravity Sewer - Excavate, supply and lay ≤225mm diameter pipe at ≤3m depth (and reinstate where required)
Point of connection enquiry (where the customer has not selected the point of connection) | per requisition |  | FREE |  | In field | per linear metre |  | 787 | 0
[5 empty] | In made ground |  |  | 1024 | 0
Wastewater requisitions and sewer diversions Where you requisition a sewer or request a sewer diversion from us (under sections 98 or 185 of the Water Industry Act 1991) we will offer you a fixed price for the scheme based on the upfront charges set out in these charging arrangements if the construction work required is simple. That is: • The total length of sewer (gravity and pumped) is lessthan 100m in length. • Any gravity sewer is no more than 300mm in diameter or deeper than 3m. • Any pumped sewer is no more than 80mm in diameter or deeper than 1.5m. • The ground conditions require no temporary or specialist works. • All waste excavated is classified as inert. • Where entry to lay or access the pipe is through land that: o Is owned and occupied by a single legal interest; o Is scrubland, moorland or bare agricultural land which is pasture or arable; and o Has no development premium hope value. • Where we are able to serve statutory notice for the works and do not require the consent of a ‘protected undertaker’. Where the included works are affected by external factors outside our control, are subject to known and unknown site specific risks and uncertainties or involve a degree of complexity in delivering the scheme which would make it unreasonable for us to provide you with an upfront charge, we have set out in section 7.3 our stage gate process for working with you. Examples of where our staged gate process shall apply include, but are not limited to: • The laying of sewers involving any of: o pumping stations or treatment works; o the disposal of waste other than inert; o the location and diversion of other services; o work where ground conditions are particularly difficult (e.g. excavation of rock or artificially hard material) or require temporary or specialist works; o over pumping of existing flows; o dewatering of ground water; o the provision of security; o work where the construction period is greater than 12 months; o work with restricted access; o work with constraints such as night working or other restrictions; o work being carried out close to or in land with environmental, historical or archaeological characteristics or in a flood plain; o where road closures affect national speed limit roads or major junctions; o where entry to lay or access the pipe is required through: - land in multiple ownership or occupation; - land consisting of residential or non-residential gardens and amenity use; - land consisting of woodland, market gardens, allotments or a specialist agricultural use; - land designated or planned for premium use; and - land subject to protracted negotiation or dispute. o where laying the main would involve crossing a river or motorway; o where we are unable to serve statutory notice for the works or require the consent of a ‘protected undertaker’. e.g. crossing land owned by Network Rail, the Ministry of Justice, the Ministry of Defence or the Crown. In the first instance, the stage gate process provides you with a high-level feasibility assessment and budget price estimate. Should you decide to proceed with the scheme it will be delivered on a rechargeable basis with any savings achieved returned to you and any additional costs incurred payable by you. Our stage gate process provides you with the opportunity to understand and control your phasing of spend on the project and only requires you to pay up front the costs for the next stage of the project. |  |  |  |  | In road |  |  | 1407 | 0
Excavate, supply and lay >150mm diameter pipe (and reinstate where required)
[5 empty] | In field | per linear metre |  | 835 | 0
[5 empty] | In made ground |  |  | 1078 | 0
[5 empty] | In road |  |  | 1436 | 0
Excavate, supply and lay rising main (and reinstate where required)
[5 empty] | In field | per linear metre |  | 552 | 0
[5 empty] | In made ground |  |  | 619 | 0
[5 empty] | In road |  |  | 1013 | 0
[5 empty] | Design & Installation of Sustainable Drainage Scheme (SuDS) | per scheme |  | Price on Application
[5 empty] | Land entry agreements including compensation and legal fees | per linear metre |  | 23 | 0
[5 empty] | Traffic management inclusive of Highway Permit fee and traffic lights (if required) | per week or part thereof |  | 145 | 0
[5 empty] | Road closure fixed charge inclusive of Highway Permit fee | per closure |  | 2387 | 0
[5 empty] | Decommissioning redundant pipe (if diverting a sewer under a section 185 diversion) | per linear metre |  | 27 | 0

## s102
Non-contestable |  |  | 0
Back to calculator
Table 7-3 Adopting existing sewerage assets (non-contestable) Section 102
Charge item | Charge unit | Qty | Charge | Total
Administration fee | per application |  | 101.0305 | 0
Technical approval | per application |  | 446 | 0
Inspection | per application |  | 582 | 0
Pumping Station compliance fee | Per pumping station |  | 1077.92 | 0
Land transfer fee | per agreement |  | 909 | 0
Pumping Station telemetry provision via cellular communications, as compliant with Design and Construction Guide (DCG) and Wessex Water's Associated Addendum | per installation |  | 2210 | 0
Pumping Station telemetry provision for sites with no cellular communications and/or multiple inhibit links, as compliant with Design and Construction Guide (DCG) and Wessex Water's Associated Addendum | per installation |  | Price on Application

## s104
Non-contestable |  |  | 0 |  | Construction Costs |  | 0
|  |  | Back to calculator |  | (to calculate Adoption Compliance Fee & Deposit/Security, please contact Developer Services) |  | Back to calculator
Table 7-4 Adopting new sewerage assets (non-contestable) Section 104
Charge item | Charge unit | Qty | Charge | Total | Wessex Water's estimated construction cost | Per scheme |  | 0
Administration fee | per application |  | 128 | 0
Technical approval (Initial Submission) | per application |  | 465 | 0
Technical approval (Subsequent submissions) | per re-submission of application |  | 186 | 0
Adoption compliance fee - for our estimated construction cost <£50k | fixed cost (up to 2 inspections per month) |  | 1000 | 0
Adoption compliance fee - for our estimated construction cost £50k - £100k | fixed cost (up to 2 inspections per month) |  | 2400 | 0
Adoption compliance fee - for our estimated construction cost £100k -£1m | fixed cost (up to 2 inspections per month) |  | 3800 | 0
Adoption compliance fee - for our estimated construction cost >£1m | fixed cost based on our estimated construction cost | 0 | 0.4% | 0
Pumping Station adoption compliance fee | Per pumping station |  | 1078 | 0
SUDS Adoption compliance fee | Per SUDS |  | Price on Application
Legal agreement fee (for new agreements or reassessments of previous assessments) | per agreement or per adoption |  | 430 | 0
Deed of grant fee | per agreement |  | 726 | 0
Land transfer fee | per agreement |  | 909 | 0
Security or deposit (if appropriate) (refundable in part) | percentage of our estimated construction cost | 0 | 10% or min of £5,000 | 0
Pumping Station telemetry provision via cellular communications, as compliant with Design and Construction Guide (DCG) and Wessex Water's Associated Addendum | per installation |  | 2210 | 0
Pumping Station telemetry provision for sites with no cellular communications and/or multiple inhibit links, as compliant with Design and Construction Guide (DCG) and Wessex Water's Associated Addendum | per installation |  | Price on Application
Table 6-1 Sewer connection charges (contestable and non-contestable) Section 106 & 107
Charge item | Charge unit | Qty | Charge | Total
Connection by means of a Y-junction or saddle (including materials) | per connection |  | 385 | 0
Inspection of a connection via a new manhole | per application |  | 138 | 0
Inspection of a connection via an existing manhole | per application |  | 69 | 0
* The administration & technical approval fee has been removed from Table 6-1 where it is already covered by the S104 administration fee and technical approval fee (table 7-4)

## s185
Non-contestable |  |  | 0 |  | Contestable |  |  | 0 |  | Please choose
|  |  | Back to calculator |  | The table below is not intended for complex projects. Please contact Developer Services if services you require are not listed below |  |  | Back to calculator |  | Yes
Table 7-5 Diverting a public sewer asset – major or minor diversion (non-contestable) Section 185 |  |  |  |  | Table 7-2 Additional contestable charges |  |  |  |  | No
Charge item | Charge unit | Qty | Charge | Total | Charge item | Charge unit | Qty | Base Charge | Total
Administration fee (includes letter of agreement) | per application |  | 107 | 0 | Excavate, supply and lay ≤150mm diameter pipe (and reinstate where required)
Technical assessment fee (where the design for the diversion is provided by the customer) | per assessment |  | 288 | 0 | In field | per linear metre |  | 787 | 0
Appraisal fee (where we divert a critical or major sewer) (refundable in part) | per appraisal |  | 2000 | 0 | In made ground |  |  | 1024 | 0
Inspection fee (where the diversion work is provided by the customer) | per site |  | 551 | 0 | In road |  |  | 1407 | 0
Pumping Station compliance fee (for option 2 diversions) | Per pumping station |  | 1078 | 0 | Excavate, supply and lay >150mm diameter pipe (and reinstate where required)
Land transfer fee | per agreement |  | 909 | 0 | In field | per linear metre |  | 835 | 0
Security or deposit (if appropriate) | percentage of our estimated construction cost | 0 | 10% or min of £500 (minor) or £5,000 (major) | 0 | In made ground |  |  | 1078 | 0
|  | Please choose |  |  | In road |  |  | 1436 | 0
Pumping Station telemetry provision via cellular communications, as compliant with Design and Construction Guide (DCG) and Wessex Water's Associated Addendum - only chargeable under option 2 diversions where developer builds pumping station | per installation |  | 2210 | 0 | Excavate, supply and lay rising main (and reinstate where required)
Pumping Station telemetry provision for sites with no cellular communications and/or multiple inhibit links, as compliant with Design and Construction Guide (DCG) and Wessex Water's Associated Addendum - only chargeable under option 2 diversions where developer builds pumping station | per installation |  | Price on Application |  | In field | per linear metre |  | 552 | 0
[5 empty] | In made ground |  |  | 619 | 0
Wastewater requisitions and sewer diversions Where you requisition a sewer or request a sewer diversion from us (under sections 98 or 185 of the Water Industry Act 1991) we will offer you a fixed price for the scheme based on the upfront charges set out in these charging arrangements if the construction work required is simple. That is: • The total length of sewer (gravity and pumped) is lessthan 100m in length. • Any gravity sewer is no more than 300mm in diameter or deeper than 3m. • Any pumped sewer is no more than 80mm in diameter or deeper than 1.5m. • The ground conditions require no temporary or specialist works. • All waste excavated is classified as inert. • Where entry to lay or access the pipe is through land that: o Is owned and occupied by a single legal interest; o Is scrubland, moorland or bare agricultural land which is pasture or arable; and o Has no development premium hope value. • Where we are able to serve statutory notice for the works and do not require the consent of a ‘protected undertaker’. Where the included works are affected by external factors outside our control, are subject to known and unknown site specific risks and uncertainties or involve a degree of complexity in delivering the scheme which would make it unreasonable for us to provide you with an upfront charge, we have set out in section 7.3 our stage gate process for working with you. Examples of where our staged gate process shall apply include, but are not limited to: • The laying of sewers involving any of: o pumping stations or treatment works; o the disposal of waste other than inert; o the location and diversion of other services; o work where ground conditions are particularly difficult (e.g. excavation of rock or artificially hard material) or require temporary or specialist works; o over pumping of existing flows; o dewatering of ground water; o the provision of security; o work where the construction period is greater than 12 months; o work with restricted access; o work with constraints such as night working or other restrictions; o work being carried out close to or in land with environmental, historical or archaeological characteristics or in a flood plain; o where road closures affect national speed limit roads or major junctions; o where entry to lay or access the pipe is required through: - land in multiple ownership or occupation; - land consisting of residential or non-residential gardens and amenity use; - land consisting of woodland, market gardens, allotments or a specialist agricultural use; - land designated or planned for premium use; and - land subject to protracted negotiation or dispute. o where laying the main would involve crossing a river or motorway; o where we are unable to serve statutory notice for the works or require the consent of a ‘protected undertaker’. e.g. crossing land owned by Network Rail, the Ministry of Justice, the Ministry of Defence or the Crown. In the first instance, the stage gate process provides you with a high-level feasibility assessment and budget price estimate. Should you decide to proceed with the scheme it will be delivered on a rechargeable basis with any savings achieved returned to you and any additional costs incurred payable by you. Our stage gate process provides you with the opportunity to understand and control your phasing of spend on the project and only requires you to pay up front the costs for the next stage of the project. |  |  |  |  | In road |  |  | 1013 | 0
[5 empty] | Design & Installation of Sustainable Drainage Scheme (SuDS) | per scheme |  | Price on Application
[5 empty] | Wessex Water's estimated construction cost | Per scheme |  |  | 0

## s146
Non-contestable |  |  | 835 |  | Relevant multiplier | [5 empty] | Income offset |  | -198.04
|  |  | Back to calculator | [5 empty] | Back to calculator |  |  |  | Back to calculator
Table 8-1 Water infrastructure charges Section 146 |  |  |  |  | Table 8-3 Relevant multiplier loading units for non-standard properties
Charge item | Charge unit | Qty | Charge | Total | Water fitting/ appliance | Existing | No. required | Net difference | Loading units | Total proposed no LU | Table | Qty | Charge | Total
Infrastructure credits to account for relevant use within the last five years | Number of credits | 0 | -239 | 0 | WC flushing cistern |  |  | 0 | 2 | 0 | Table 8-1 | 239 | -28% | -66.92
Infrastructure charges due for the development | Charge per dwelling | 1 | 239 | 239 | Urinal |  |  | 0 | 3 | 0 | Table 8-2 | 596 | -22% | -131.12
Relevant multiplier charges due for the development | Charge based on fittings | 0 | 239 | 0 | Wash basin in a house |  |  | 0 | 1.5 | 0
Income offset | % reduction | 1 | 28% | Column R | Wash basin elsewhere |  |  | 0 | 3 | 0
[5 empty] | Bath (tap nominal size 3/4"/20mm) |  |  | 0 | 10 | 0
Table 8-2 Sewerage infrastructure charges Section 146 |  |  |  |  | Bath (tap nominal size > 3/4"/20mm) |  |  | 0 | 22 | 0
Charge item | Charge unit | Qty | Charge | Total | Shower |  |  | 0 | 3 | 0
Infrastructure credits to account for relevant use within the last five years | Number of credits | 0 | Please choose |  | Sink (tap nominal size 1/2"/15mm) |  |  | 0 | 3 | 0
Standard infrastructure charge due for development | Charge per dwelling | 1 | 596 | 596 | Sink (tap nominal size > 1/2"/15mm) |  |  | 0 | 5 | 0
Environmental discount (if applicable) for the inclusion of an agreed SuDS scheme that attenuates the flow of surface water into our existing or proposed network | Charge per dwelling | 0 | 298 | 0 | Spray tap |  |  | 0 | 0.5 | 0
Environmental discount (if applicable) for schemes that commit to zero surface water discharge into our existing or proposed network | Charge per dwelling | 0 | 60 | 0 | Bidet |  |  | 0 | 1.5 | 0
Relevant multiplier due for the development | Multiplier | 1 | Please choose |  | Plumbing for domestic appliance (min allow. six LU/accom. unit) |  |  | 0 | 3 | 0
Income offset | % reduction | 1 | 22% | Column R | Plumbing for communal/commercial appliance not listed in table |  |  | 0 | 10 | 0
[5 empty] | Any other water fitting or outlet (incl. tap, but excl. a water softener, etc.) |  |  | 0 | 3 | 0
[5 empty] | Indoor swimming pool |  |  | 0 | 24 | 0
[5 empty] | Total |  |  |  |  | 0
[5 empty] | Total number of loading units divided by 24 |  |  |  |  | 0

## Other
Non-contestable |  |  | 0
Back to calculator
Table 3-1 Charges payable for asset plans and viability studies
Charge item | Charge unit | Qty | Charge | Total
Extract of our network map (i.e. map of sewers or mains) – printed or sent electronically | Each |  | 15 | 0
Extract of company's network map (i.e. map of sewers or mains) – online access | Each |  | FREE
Pre-development viability study - to confirm whether capacity can be provided by us in line with the proposed development programme | Each study |  | FREE
Table 3-2 Abortive and additional visit charges
Charge item | Charge unit | Qty | Charge | Total
Any abortive site visit | per visit |  | £59 + any relevant costs | 0
Additional site inspections | per visit |  | 128 | 0
If site is not ready, standing time for standard 3-man gang | per hour |  | 140 | 0
If site is not ready, abortive fees for standard 3-man gang | each visit |  | 2127 | 0
If site is not ready, remobilisation charges for standard 3-man gang | as required |  | 1063 | 0

## Dropdowns (hidden)
Please choose | Please choose | Please choose
596 | -596 | Minor
298 | -298 | Major
60 | -60